## Sheet1
index | id | dataset-name | in#ex | dim | structure | task | sf_lr | sf_hr | number of images | path_lr | path_hr | path_mask | path_index | task# | sample | structure# | fluorescence indicator | input microscope | input microscope-device | input microscope-params | input pixel size | target microscope | target microscope-device | target microscope-params | target pixel size
0 | biosr-cpp-sr-1 | BioSR-CCP-1 | in | 2 | CCP | sr | 2 | 1 | 15 | E:\qiqilu\datasets\BioSR\transformed\CCPs\test\channel_0\WF_noise_level_1 | E:\qiqilu\datasets\BioSR\transformed\CCPs\test\channel_0\SIM | Unknown | E:\qiqilu\datasets\BioSR\transformed\CCPs\test.txt | super-resolution with a scale factor of 2 | fixed COS-7 cell line | clathrin-coated pits | mEmerald (GFP) | wide-field microscope with excitation numerical aperture of 1.41, detection numerical aperture of 1.3 | wide-field microscope | with excitation numerical aperture (NA) of 1.41, detection numerical aperture (NA) of 1.3 | 62.6 x 62.6 nm. nearest interpolation with a factor of 2. | linear structured illumination microscope with excitation numerical aperture of 1.41, detection numerical aperture of 1.3 | linear structured illumination microscope | with excitation numerical aperture (NA) of 1.41, detection numerical aperture (NA) of 1.3 | 31.3 x 31.3 nm
1 | biosr-cpp-sr-2 | BioSR-CCP-2 | in | 2 | CCP | sr | 2 | 1 | 15 | E:\qiqilu\datasets\BioSR\transformed\CCPs\test\channel_0\WF_noise_level_2 | E:\qiqilu\datasets\BioSR\transformed\CCPs\test\channel_0\SIM | Unknown | E:\qiqilu\datasets\BioSR\transformed\CCPs\test.txt | super-resolution with a scale factor of 2 | fixed COS-7 cell line | clathrin-coated pits | mEmerald (GFP) | wide-field microscope with excitation numerical aperture of 1.41, detection numerical aperture of 1.3 | wide-field microscope | with excitation numerical aperture (NA) of 1.41, detection numerical aperture (NA) of 1.3 | 62.6 x 62.6 nm. nearest interpolation with a factor of 2. | linear structured illumination microscope with excitation numerical aperture of 1.41, detection numerical aperture of 1.3 | linear structured illumination microscope | with excitation numerical aperture (NA) of 1.41, detection numerical aperture (NA) of 1.3 | 31.3 x 31.3 nm
2 | biosr-cpp-sr-3 | BioSR-CCP-3 | in | 2 | CCP | sr | 2 | 1 | 15 | E:\qiqilu\datasets\BioSR\transformed\CCPs\test\channel_0\WF_noise_level_3 | E:\qiqilu\datasets\BioSR\transformed\CCPs\test\channel_0\SIM | Unknown | E:\qiqilu\datasets\BioSR\transformed\CCPs\test.txt | super-resolution with a scale factor of 2 | fixed COS-7 cell line | clathrin-coated pits | mEmerald (GFP) | wide-field microscope with excitation numerical aperture of 1.41, detection numerical aperture of 1.3 | wide-field microscope | with excitation numerical aperture (NA) of 1.41, detection numerical aperture (NA) of 1.3 | 62.6 x 62.6 nm. nearest interpolation with a factor of 2. | linear structured illumination microscope with excitation numerical aperture of 1.41, detection numerical aperture of 1.3 | linear structured illumination microscope | with excitation numerical aperture (NA) of 1.41, detection numerical aperture (NA) of 1.3 | 31.3 x 31.3 nm
3 | biosr-cpp-sr-4 | BioSR-CCP-4 | in | 2 | CCP | sr | 2 | 1 | 15 | E:\qiqilu\datasets\BioSR\transformed\CCPs\test\channel_0\WF_noise_level_4 | E:\qiqilu\datasets\BioSR\transformed\CCPs\test\channel_0\SIM | Unknown | E:\qiqilu\datasets\BioSR\transformed\CCPs\test.txt | super-resolution with a scale factor of 2 | fixed COS-7 cell line | clathrin-coated pits | mEmerald (GFP) | wide-field microscope with excitation numerical aperture of 1.41, detection numerical aperture of 1.3 | wide-field microscope | with excitation numerical aperture (NA) of 1.41, detection numerical aperture (NA) of 1.3 | 62.6 x 62.6 nm. nearest interpolation with a factor of 2. | linear structured illumination microscope with excitation numerical aperture of 1.41, detection numerical aperture of 1.3 | linear structured illumination microscope | with excitation numerical aperture (NA) of 1.41, detection numerical aperture (NA) of 1.3 | 31.3 x 31.3 nm
4 | biosr-cpp-sr-5 | BioSR-CCP-5 | in | 2 | CCP | sr | 2 | 1 | 15 | E:\qiqilu\datasets\BioSR\transformed\CCPs\test\channel_0\WF_noise_level_5 | E:\qiqilu\datasets\BioSR\transformed\CCPs\test\channel_0\SIM | Unknown | E:\qiqilu\datasets\BioSR\transformed\CCPs\test.txt | super-resolution with a scale factor of 2 | fixed COS-7 cell line | clathrin-coated pits | mEmerald (GFP) | wide-field microscope with excitation numerical aperture of 1.41, detection numerical aperture of 1.3 | wide-field microscope | with excitation numerical aperture (NA) of 1.41, detection numerical aperture (NA) of 1.3 | 62.6 x 62.6 nm. nearest interpolation with a factor of 2. | linear structured illumination microscope with excitation numerical aperture of 1.41, detection numerical aperture of 1.3 | linear structured illumination microscope | with excitation numerical aperture (NA) of 1.41, detection numerical aperture (NA) of 1.3 | 31.3 x 31.3 nm
5 | biosr-cpp-sr-6 | BioSR-CCP-6 | in | 2 | CCP | sr | 2 | 1 | 15 | E:\qiqilu\datasets\BioSR\transformed\CCPs\test\channel_0\WF_noise_level_6 | E:\qiqilu\datasets\BioSR\transformed\CCPs\test\channel_0\SIM | Unknown | E:\qiqilu\datasets\BioSR\transformed\CCPs\test.txt | super-resolution with a scale factor of 2 | fixed COS-7 cell line | clathrin-coated pits | mEmerald (GFP) | wide-field microscope with excitation numerical aperture of 1.41, detection numerical aperture of 1.3 | wide-field microscope | with excitation numerical aperture (NA) of 1.41, detection numerical aperture (NA) of 1.3 | 62.6 x 62.6 nm. nearest interpolation with a factor of 2. | linear structured illumination microscope with excitation numerical aperture of 1.41, detection numerical aperture of 1.3 | linear structured illumination microscope | with excitation numerical aperture (NA) of 1.41, detection numerical aperture (NA) of 1.3 | 31.3 x 31.3 nm
6 | biosr-cpp-sr-7 | BioSR-CCP-7 | in | 2 | CCP | sr | 2 | 1 | 15 | E:\qiqilu\datasets\BioSR\transformed\CCPs\test\channel_0\WF_noise_level_7 | E:\qiqilu\datasets\BioSR\transformed\CCPs\test\channel_0\SIM | Unknown | E:\qiqilu\datasets\BioSR\transformed\CCPs\test.txt | super-resolution with a scale factor of 2 | fixed COS-7 cell line | clathrin-coated pits | mEmerald (GFP) | wide-field microscope with excitation numerical aperture of 1.41, detection numerical aperture of 1.3 | wide-field microscope | with excitation numerical aperture (NA) of 1.41, detection numerical aperture (NA) of 1.3 | 62.6 x 62.6 nm. nearest interpolation with a factor of 2. | linear structured illumination microscope with excitation numerical aperture of 1.41, detection numerical aperture of 1.3 | linear structured illumination microscope | with excitation numerical aperture (NA) of 1.41, detection numerical aperture (NA) of 1.3 | 31.3 x 31.3 nm
7 | biosr-cpp-sr-8 | BioSR-CCP-8 | in | 2 | CCP | sr | 2 | 1 | 15 | E:\qiqilu\datasets\BioSR\transformed\CCPs\test\channel_0\WF_noise_level_8 | E:\qiqilu\datasets\BioSR\transformed\CCPs\test\channel_0\SIM | Unknown | E:\qiqilu\datasets\BioSR\transformed\CCPs\test.txt | super-resolution with a scale factor of 2 | fixed COS-7 cell line | clathrin-coated pits | mEmerald (GFP) | wide-field microscope with excitation numerical aperture of 1.41, detection numerical aperture of 1.3 | wide-field microscope | with excitation numerical aperture (NA) of 1.41, detection numerical aperture (NA) of 1.3 | 62.6 x 62.6 nm. nearest interpolation with a factor of 2. | linear structured illumination microscope with excitation numerical aperture of 1.41, detection numerical aperture of 1.3 | linear structured illumination microscope | with excitation numerical aperture (NA) of 1.41, detection numerical aperture (NA) of 1.3 | 31.3 x 31.3 nm
8 | biosr-cpp-sr-9 | BioSR-CCP-9 | in | 2 | CCP | sr | 2 | 1 | 15 | E:\qiqilu\datasets\BioSR\transformed\CCPs\test\channel_0\WF_noise_level_9 | E:\qiqilu\datasets\BioSR\transformed\CCPs\test\channel_0\SIM | Unknown | E:\qiqilu\datasets\BioSR\transformed\CCPs\test.txt | super-resolution with a scale factor of 2 | fixed COS-7 cell line | clathrin-coated pits | mEmerald (GFP) | wide-field microscope with excitation numerical aperture of 1.41, detection numerical aperture of 1.3 | wide-field microscope | with excitation numerical aperture (NA) of 1.41, detection numerical aperture (NA) of 1.3 | 62.6 x 62.6 nm. nearest interpolation with a factor of 2. | linear structured illumination microscope with excitation numerical aperture of 1.41, detection numerical aperture of 1.3 | linear structured illumination microscope | with excitation numerical aperture (NA) of 1.41, detection numerical aperture (NA) of 1.3 | 31.3 x 31.3 nm
9 | biosr-cpp-dcv-1 | BioSR-CCP-1 | in | 2 | CCP | dcv | 1 | -2 | 15 | E:\qiqilu\datasets\BioSR\transformed\CCPs\test\channel_0\WF_noise_level_1 | E:\qiqilu\datasets\BioSR\transformed\CCPs\test\channel_0\SIM | Unknown | E:\qiqilu\datasets\BioSR\transformed\CCPs\test.txt | deconvolution | fixed COS-7 cell line | clathrin-coated pits | mEmerald (GFP) | wide-field microscope with excitation numerical aperture of 1.41, detection numerical aperture of 1.3 | wide-field microscope | with excitation numerical aperture (NA) of 1.41, detection numerical aperture (NA) of 1.3 | 62.6 x 62.6 nm | linear structured illumination microscope with excitation numerical aperture of 1.41, detection numerical aperture of 1.3 | linear structured illumination microscope | with excitation numerical aperture (NA) of 1.41, detection numerical aperture (NA) of 1.3 | 62.6 x 62.6 nm
10 | biosr-cpp-dcv-2 | BioSR-CCP-2 | in | 2 | CCP | dcv | 1 | -2 | 15 | E:\qiqilu\datasets\BioSR\transformed\CCPs\test\channel_0\WF_noise_level_2 | E:\qiqilu\datasets\BioSR\transformed\CCPs\test\channel_0\SIM | Unknown | E:\qiqilu\datasets\BioSR\transformed\CCPs\test.txt | deconvolution | fixed COS-7 cell line | clathrin-coated pits | mEmerald (GFP) | wide-field microscope with excitation numerical aperture of 1.41, detection numerical aperture of 1.3 | wide-field microscope | with excitation numerical aperture (NA) of 1.41, detection numerical aperture (NA) of 1.3 | 62.6 x 62.6 nm | linear structured illumination microscope with excitation numerical aperture of 1.41, detection numerical aperture of 1.3 | linear structured illumination microscope | with excitation numerical aperture (NA) of 1.41, detection numerical aperture (NA) of 1.3 | 62.6 x 62.6 nm
11 | biosr-cpp-dcv-3 | BioSR-CCP-3 | in | 2 | CCP | dcv | 1 | -2 | 15 | E:\qiqilu\datasets\BioSR\transformed\CCPs\test\channel_0\WF_noise_level_3 | E:\qiqilu\datasets\BioSR\transformed\CCPs\test\channel_0\SIM | Unknown | E:\qiqilu\datasets\BioSR\transformed\CCPs\test.txt | deconvolution | fixed COS-7 cell line | clathrin-coated pits | mEmerald (GFP) | wide-field microscope with excitation numerical aperture of 1.41, detection numerical aperture of 1.3 | wide-field microscope | with excitation numerical aperture (NA) of 1.41, detection numerical aperture (NA) of 1.3 | 62.6 x 62.6 nm | linear structured illumination microscope with excitation numerical aperture of 1.41, detection numerical aperture of 1.3 | linear structured illumination microscope | with excitation numerical aperture (NA) of 1.41, detection numerical aperture (NA) of 1.3 | 62.6 x 62.6 nm
12 | biosr-cpp-dcv-4 | BioSR-CCP-4 | in | 2 | CCP | dcv | 1 | -2 | 15 | E:\qiqilu\datasets\BioSR\transformed\CCPs\test\channel_0\WF_noise_level_4 | E:\qiqilu\datasets\BioSR\transformed\CCPs\test\channel_0\SIM | Unknown | E:\qiqilu\datasets\BioSR\transformed\CCPs\test.txt | deconvolution | fixed COS-7 cell line | clathrin-coated pits | mEmerald (GFP) | wide-field microscope with excitation numerical aperture of 1.41, detection numerical aperture of 1.3 | wide-field microscope | with excitation numerical aperture (NA) of 1.41, detection numerical aperture (NA) of 1.3 | 62.6 x 62.6 nm | linear structured illumination microscope with excitation numerical aperture of 1.41, detection numerical aperture of 1.3 | linear structured illumination microscope | with excitation numerical aperture (NA) of 1.41, detection numerical aperture (NA) of 1.3 | 62.6 x 62.6 nm
13 | biosr-cpp-dcv-5 | BioSR-CCP-5 | in | 2 | CCP | dcv | 1 | -2 | 15 | E:\qiqilu\datasets\BioSR\transformed\CCPs\test\channel_0\WF_noise_level_5 | E:\qiqilu\datasets\BioSR\transformed\CCPs\test\channel_0\SIM | Unknown | E:\qiqilu\datasets\BioSR\transformed\CCPs\test.txt | deconvolution | fixed COS-7 cell line | clathrin-coated pits | mEmerald (GFP) | wide-field microscope with excitation numerical aperture of 1.41, detection numerical aperture of 1.3 | wide-field microscope | with excitation numerical aperture (NA) of 1.41, detection numerical aperture (NA) of 1.3 | 62.6 x 62.6 nm | linear structured illumination microscope with excitation numerical aperture of 1.41, detection numerical aperture of 1.3 | linear structured illumination microscope | with excitation numerical aperture (NA) of 1.41, detection numerical aperture (NA) of 1.3 | 62.6 x 62.6 nm
14 | biosr-cpp-dcv-6 | BioSR-CCP-6 | in | 2 | CCP | dcv | 1 | -2 | 15 | E:\qiqilu\datasets\BioSR\transformed\CCPs\test\channel_0\WF_noise_level_6 | E:\qiqilu\datasets\BioSR\transformed\CCPs\test\channel_0\SIM | Unknown | E:\qiqilu\datasets\BioSR\transformed\CCPs\test.txt | deconvolution | fixed COS-7 cell line | clathrin-coated pits | mEmerald (GFP) | wide-field microscope with excitation numerical aperture of 1.41, detection numerical aperture of 1.3 | wide-field microscope | with excitation numerical aperture (NA) of 1.41, detection numerical aperture (NA) of 1.3 | 62.6 x 62.6 nm | linear structured illumination microscope with excitation numerical aperture of 1.41, detection numerical aperture of 1.3 | linear structured illumination microscope | with excitation numerical aperture (NA) of 1.41, detection numerical aperture (NA) of 1.3 | 62.6 x 62.6 nm
15 | biosr-cpp-dcv-7 | BioSR-CCP-7 | in | 2 | CCP | dcv | 1 | -2 | 15 | E:\qiqilu\datasets\BioSR\transformed\CCPs\test\channel_0\WF_noise_level_7 | E:\qiqilu\datasets\BioSR\transformed\CCPs\test\channel_0\SIM | Unknown | E:\qiqilu\datasets\BioSR\transformed\CCPs\test.txt | deconvolution | fixed COS-7 cell line | clathrin-coated pits | mEmerald (GFP) | wide-field microscope with excitation numerical aperture of 1.41, detection numerical aperture of 1.3 | wide-field microscope | with excitation numerical aperture (NA) of 1.41, detection numerical aperture (NA) of 1.3 | 62.6 x 62.6 nm | linear structured illumination microscope with excitation numerical aperture of 1.41, detection numerical aperture of 1.3 | linear structured illumination microscope | with excitation numerical aperture (NA) of 1.41, detection numerical aperture (NA) of 1.3 | 62.6 x 62.6 nm
16 | biosr-cpp-dcv-8 | BioSR-CCP-8 | in | 2 | CCP | dcv | 1 | -2 | 15 | E:\qiqilu\datasets\BioSR\transformed\CCPs\test\channel_0\WF_noise_level_8 | E:\qiqilu\datasets\BioSR\transformed\CCPs\test\channel_0\SIM | Unknown | E:\qiqilu\datasets\BioSR\transformed\CCPs\test.txt | deconvolution | fixed COS-7 cell line | clathrin-coated pits | mEmerald (GFP) | wide-field microscope with excitation numerical aperture of 1.41, detection numerical aperture of 1.3 | wide-field microscope | with excitation numerical aperture (NA) of 1.41, detection numerical aperture (NA) of 1.3 | 62.6 x 62.6 nm | linear structured illumination microscope with excitation numerical aperture of 1.41, detection numerical aperture of 1.3 | linear structured illumination microscope | with excitation numerical aperture (NA) of 1.41, detection numerical aperture (NA) of 1.3 | 62.6 x 62.6 nm
17 | biosr-cpp-dcv-9 | BioSR-CCP-9 | in | 2 | CCP | dcv | 1 | -2 | 15 | E:\qiqilu\datasets\BioSR\transformed\CCPs\test\channel_0\WF_noise_level_9 | E:\qiqilu\datasets\BioSR\transformed\CCPs\test\channel_0\SIM | Unknown | E:\qiqilu\datasets\BioSR\transformed\CCPs\test.txt | deconvolution | fixed COS-7 cell line | clathrin-coated pits | mEmerald (GFP) | wide-field microscope with excitation numerical aperture of 1.41, detection numerical aperture of 1.3 | wide-field microscope | with excitation numerical aperture (NA) of 1.41, detection numerical aperture (NA) of 1.3 | 62.6 x 62.6 nm | linear structured illumination microscope with excitation numerical aperture of 1.41, detection numerical aperture of 1.3 | linear structured illumination microscope | with excitation numerical aperture (NA) of 1.41, detection numerical aperture (NA) of 1.3 | 62.6 x 62.6 nm
18 | biosr-cpp-dn-1 | BioSR-CCP-1 | in | 2 | CCP | dn | 1 | 1 | 15 | E:\qiqilu\datasets\BioSR\transformed\CCPs\test\channel_0\WF_noise_level_1 | E:\qiqilu\datasets\BioSR\transformed\CCPs\test\channel_0\WF_noise_level_9 | Unknown | E:\qiqilu\datasets\BioSR\transformed\CCPs\test.txt | denoising | fixed COS-7 cell line | clathrin-coated pits | mEmerald (GFP) | wide-field microscope with excitation numerical aperture of 1.41, detection numerical aperture of 1.3 | wide-field microscope | with excitation numerical aperture (NA) of 1.41, detection numerical aperture (NA) of 1.3 | 62.6 x 62.6 nm | wide-field microscope with excitation numerical aperture of 1.41, detection numerical aperture of 1.3 | wide-field microscope | with excitation numerical aperture (NA) of 1.41, detection numerical aperture (NA) of 1.3 | 62.6 x 62.6 nm
19 | biosr-cpp-dn-2 | BioSR-CCP-2 | in | 2 | CCP | dn | 1 | 1 | 15 | E:\qiqilu\datasets\BioSR\transformed\CCPs\test\channel_0\WF_noise_level_2 | E:\qiqilu\datasets\BioSR\transformed\CCPs\test\channel_0\WF_noise_level_9 | Unknown | E:\qiqilu\datasets\BioSR\transformed\CCPs\test.txt | denoising | fixed COS-7 cell line | clathrin-coated pits | mEmerald (GFP) | wide-field microscope with excitation numerical aperture of 1.41, detection numerical aperture of 1.3 | wide-field microscope | with excitation numerical aperture (NA) of 1.41, detection numerical aperture (NA) of 1.3 | 62.6 x 62.6 nm | wide-field microscope with excitation numerical aperture of 1.41, detection numerical aperture of 1.3 | wide-field microscope | with excitation numerical aperture (NA) of 1.41, detection numerical aperture (NA) of 1.3 | 62.6 x 62.6 nm
20 | biosr-cpp-dn-3 | BioSR-CCP-3 | in | 2 | CCP | dn | 1 | 1 | 15 | E:\qiqilu\datasets\BioSR\transformed\CCPs\test\channel_0\WF_noise_level_3 | E:\qiqilu\datasets\BioSR\transformed\CCPs\test\channel_0\WF_noise_level_9 | Unknown | E:\qiqilu\datasets\BioSR\transformed\CCPs\test.txt | denoising | fixed COS-7 cell line | clathrin-coated pits | mEmerald (GFP) | wide-field microscope with excitation numerical aperture of 1.41, detection numerical aperture of 1.3 | wide-field microscope | with excitation numerical aperture (NA) of 1.41, detection numerical aperture (NA) of 1.3 | 62.6 x 62.6 nm | wide-field microscope with excitation numerical aperture of 1.41, detection numerical aperture of 1.3 | wide-field microscope | with excitation numerical aperture (NA) of 1.41, detection numerical aperture (NA) of 1.3 | 62.6 x 62.6 nm
21 | biosr-cpp-dn-4 | BioSR-CCP-4 | in | 2 | CCP | dn | 1 | 1 | 15 | E:\qiqilu\datasets\BioSR\transformed\CCPs\test\channel_0\WF_noise_level_4 | E:\qiqilu\datasets\BioSR\transformed\CCPs\test\channel_0\WF_noise_level_9 | Unknown | E:\qiqilu\datasets\BioSR\transformed\CCPs\test.txt | denoising | fixed COS-7 cell line | clathrin-coated pits | mEmerald (GFP) | wide-field microscope with excitation numerical aperture of 1.41, detection numerical aperture of 1.3 | wide-field microscope | with excitation numerical aperture (NA) of 1.41, detection numerical aperture (NA) of 1.3 | 62.6 x 62.6 nm | wide-field microscope with excitation numerical aperture of 1.41, detection numerical aperture of 1.3 | wide-field microscope | with excitation numerical aperture (NA) of 1.41, detection numerical aperture (NA) of 1.3 | 62.6 x 62.6 nm
22 | biosr-cpp-dn-5 | BioSR-CCP-5 | in | 2 | CCP | dn | 1 | 1 | 15 | E:\qiqilu\datasets\BioSR\transformed\CCPs\test\channel_0\WF_noise_level_5 | E:\qiqilu\datasets\BioSR\transformed\CCPs\test\channel_0\WF_noise_level_9 | Unknown | E:\qiqilu\datasets\BioSR\transformed\CCPs\test.txt | denoising | fixed COS-7 cell line | clathrin-coated pits | mEmerald (GFP) | wide-field microscope with excitation numerical aperture of 1.41, detection numerical aperture of 1.3 | wide-field microscope | with excitation numerical aperture (NA) of 1.41, detection numerical aperture (NA) of 1.3 | 62.6 x 62.6 nm | wide-field microscope with excitation numerical aperture of 1.41, detection numerical aperture of 1.3 | wide-field microscope | with excitation numerical aperture (NA) of 1.41, detection numerical aperture (NA) of 1.3 | 62.6 x 62.6 nm
23 | biosr-cpp-dn-6 | BioSR-CCP-6 | in | 2 | CCP | dn | 1 | 1 | 15 | E:\qiqilu\datasets\BioSR\transformed\CCPs\test\channel_0\WF_noise_level_6 | E:\qiqilu\datasets\BioSR\transformed\CCPs\test\channel_0\WF_noise_level_9 | Unknown | E:\qiqilu\datasets\BioSR\transformed\CCPs\test.txt | denoising | fixed COS-7 cell line | clathrin-coated pits | mEmerald (GFP) | wide-field microscope with excitation numerical aperture of 1.41, detection numerical aperture of 1.3 | wide-field microscope | with excitation numerical aperture (NA) of 1.41, detection numerical aperture (NA) of 1.3 | 62.6 x 62.6 nm | wide-field microscope with excitation numerical aperture of 1.41, detection numerical aperture of 1.3 | wide-field microscope | with excitation numerical aperture (NA) of 1.41, detection numerical aperture (NA) of 1.3 | 62.6 x 62.6 nm
24 | biosr-cpp-dn-7 | BioSR-CCP-7 | in | 2 | CCP | dn | 1 | 1 | 15 | E:\qiqilu\datasets\BioSR\transformed\CCPs\test\channel_0\WF_noise_level_7 | E:\qiqilu\datasets\BioSR\transformed\CCPs\test\channel_0\WF_noise_level_9 | Unknown | E:\qiqilu\datasets\BioSR\transformed\CCPs\test.txt | denoising | fixed COS-7 cell line | clathrin-coated pits | mEmerald (GFP) | wide-field microscope with excitation numerical aperture of 1.41, detection numerical aperture of 1.3 | wide-field microscope | with excitation numerical aperture (NA) of 1.41, detection numerical aperture (NA) of 1.3 | 62.6 x 62.6 nm | wide-field microscope with excitation numerical aperture of 1.41, detection numerical aperture of 1.3 | wide-field microscope | with excitation numerical aperture (NA) of 1.41, detection numerical aperture (NA) of 1.3 | 62.6 x 62.6 nm
25 | biosr-cpp-dn-8 | BioSR-CCP-8 | in | 2 | CCP | dn | 1 | 1 | 15 | E:\qiqilu\datasets\BioSR\transformed\CCPs\test\channel_0\WF_noise_level_8 | E:\qiqilu\datasets\BioSR\transformed\CCPs\test\channel_0\WF_noise_level_9 | Unknown | E:\qiqilu\datasets\BioSR\transformed\CCPs\test.txt | denoising | fixed COS-7 cell line | clathrin-coated pits | mEmerald (GFP) | wide-field microscope with excitation numerical aperture of 1.41, detection numerical aperture of 1.3 | wide-field microscope | with excitation numerical aperture (NA) of 1.41, detection numerical aperture (NA) of 1.3 | 62.6 x 62.6 nm | wide-field microscope with excitation numerical aperture of 1.41, detection numerical aperture of 1.3 | wide-field microscope | with excitation numerical aperture (NA) of 1.41, detection numerical aperture (NA) of 1.3 | 62.6 x 62.6 nm
26 | biosr-er-sr-1 | BioSR-ER-1 | in | 2 | ER | sr | 2 | 1 | 18 | E:\qiqilu\datasets\BioSR\transformed\ER\test\channel_0\WF_noise_level_1 | E:\qiqilu\datasets\BioSR\transformed\ER\test\channel_0\SIM | Unknown | E:\qiqilu\datasets\BioSR\transformed\ER\test.txt | super-resolution with a scale factor of 2 | fixed COS-7 cell line | endoplasmic reticulum | mEmerald (GFP) | wide-field microscope with excitation numerical aperture of 1.35, detection numerical aperture of 1.3 | wide-field microscope | with excitation numerical aperture (NA) of 1.35, detection numerical aperture (NA) of 1.3 | 62.6 x 62.6 nm. nearest interpolation with a factor of 2 | linear structured illumination microscope with excitation numerical aperture of 1.35, detection numerical aperture of 1.3 | linear structured illumination microscope | with excitation numerical aperture (NA) of 1.35, detection numerical aperture (NA) of 1.3 | 31.3 x 31.3 nm
27 | biosr-er-sr-2 | BioSR-ER-2 | in | 2 | ER | sr | 2 | 1 | 18 | E:\qiqilu\datasets\BioSR\transformed\ER\test\channel_0\WF_noise_level_2 | E:\qiqilu\datasets\BioSR\transformed\ER\test\channel_0\SIM | Unknown | E:\qiqilu\datasets\BioSR\transformed\ER\test.txt | super-resolution with a scale factor of 2 | fixed COS-7 cell line | endoplasmic reticulum | mEmerald (GFP) | wide-field microscope with excitation numerical aperture of 1.35, detection numerical aperture of 1.3 | wide-field microscope | with excitation numerical aperture (NA) of 1.35, detection numerical aperture (NA) of 1.3 | 62.6 x 62.6 nm. nearest interpolation with a factor of 2 | linear structured illumination microscope with excitation numerical aperture of 1.35, detection numerical aperture of 1.3 | linear structured illumination microscope | with excitation numerical aperture (NA) of 1.35, detection numerical aperture (NA) of 1.3 | 31.3 x 31.3 nm
28 | biosr-er-sr-3 | BioSR-ER-3 | in | 2 | ER | sr | 2 | 1 | 18 | E:\qiqilu\datasets\BioSR\transformed\ER\test\channel_0\WF_noise_level_3 | E:\qiqilu\datasets\BioSR\transformed\ER\test\channel_0\SIM | Unknown | E:\qiqilu\datasets\BioSR\transformed\ER\test.txt | super-resolution with a scale factor of 2 | fixed COS-7 cell line | endoplasmic reticulum | mEmerald (GFP) | wide-field microscope with excitation numerical aperture of 1.35, detection numerical aperture of 1.3 | wide-field microscope | with excitation numerical aperture (NA) of 1.35, detection numerical aperture (NA) of 1.3 | 62.6 x 62.6 nm. nearest interpolation with a factor of 2 | linear structured illumination microscope with excitation numerical aperture of 1.35, detection numerical aperture of 1.3 | linear structured illumination microscope | with excitation numerical aperture (NA) of 1.35, detection numerical aperture (NA) of 1.3 | 31.3 x 31.3 nm
29 | biosr-er-sr-4 | BioSR-ER-4 | in | 2 | ER | sr | 2 | 1 | 18 | E:\qiqilu\datasets\BioSR\transformed\ER\test\channel_0\WF_noise_level_4 | E:\qiqilu\datasets\BioSR\transformed\ER\test\channel_0\SIM | Unknown | E:\qiqilu\datasets\BioSR\transformed\ER\test.txt | super-resolution with a scale factor of 2 | fixed COS-7 cell line | endoplasmic reticulum | mEmerald (GFP) | wide-field microscope with excitation numerical aperture of 1.35, detection numerical aperture of 1.3 | wide-field microscope | with excitation numerical aperture (NA) of 1.35, detection numerical aperture (NA) of 1.3 | 62.6 x 62.6 nm. nearest interpolation with a factor of 2 | linear structured illumination microscope with excitation numerical aperture of 1.35, detection numerical aperture of 1.3 | linear structured illumination microscope | with excitation numerical aperture (NA) of 1.35, detection numerical aperture (NA) of 1.3 | 31.3 x 31.3 nm
30 | biosr-er-sr-5 | BioSR-ER-5 | in | 2 | ER | sr | 2 | 1 | 18 | E:\qiqilu\datasets\BioSR\transformed\ER\test\channel_0\WF_noise_level_5 | E:\qiqilu\datasets\BioSR\transformed\ER\test\channel_0\SIM | Unknown | E:\qiqilu\datasets\BioSR\transformed\ER\test.txt | super-resolution with a scale factor of 2 | fixed COS-7 cell line | endoplasmic reticulum | mEmerald (GFP) | wide-field microscope with excitation numerical aperture of 1.35, detection numerical aperture of 1.3 | wide-field microscope | with excitation numerical aperture (NA) of 1.35, detection numerical aperture (NA) of 1.3 | 62.6 x 62.6 nm. nearest interpolation with a factor of 2 | linear structured illumination microscope with excitation numerical aperture of 1.35, detection numerical aperture of 1.3 | linear structured illumination microscope | with excitation numerical aperture (NA) of 1.35, detection numerical aperture (NA) of 1.3 | 31.3 x 31.3 nm
31 | biosr-er-sr-6 | BioSR-ER-6 | in | 2 | ER | sr | 2 | 1 | 18 | E:\qiqilu\datasets\BioSR\transformed\ER\test\channel_0\WF_noise_level_6 | E:\qiqilu\datasets\BioSR\transformed\ER\test\channel_0\SIM | Unknown | E:\qiqilu\datasets\BioSR\transformed\ER\test.txt | super-resolution with a scale factor of 2 | fixed COS-7 cell line | endoplasmic reticulum | mEmerald (GFP) | wide-field microscope with excitation numerical aperture of 1.35, detection numerical aperture of 1.3 | wide-field microscope | with excitation numerical aperture (NA) of 1.35, detection numerical aperture (NA) of 1.3 | 62.6 x 62.6 nm. nearest interpolation with a factor of 2 | linear structured illumination microscope with excitation numerical aperture of 1.35, detection numerical aperture of 1.3 | linear structured illumination microscope | with excitation numerical aperture (NA) of 1.35, detection numerical aperture (NA) of 1.3 | 31.3 x 31.3 nm
32 | biosr-er-dcv-1 | BioSR-ER-1 | in | 2 | ER | dcv | 1 | -2 | 18 | E:\qiqilu\datasets\BioSR\transformed\ER\test\channel_0\WF_noise_level_1 | E:\qiqilu\datasets\BioSR\transformed\ER\test\channel_0\SIM | Unknown | E:\qiqilu\datasets\BioSR\transformed\ER\test.txt | deconvolution | fixed COS-7 cell line | endoplasmic reticulum | mEmerald (GFP) | wide-field microscope with excitation numerical aperture of 1.35, detection numerical aperture of 1.3 | wide-field microscope | with excitation numerical aperture (NA) of 1.35, detection numerical aperture (NA) of 1.3 | 62.6 x 62.6 nm | linear structured illumination microscope with excitation numerical aperture of 1.35, detection numerical aperture of 1.3 | linear structured illumination microscope | with excitation numerical aperture (NA) of 1.35, detection numerical aperture (NA) of 1.3 | 62.6 x 62.6 nm
33 | biosr-er-dcv-2 | BioSR-ER-2 | in | 2 | ER | dcv | 1 | -2 | 18 | E:\qiqilu\datasets\BioSR\transformed\ER\test\channel_0\WF_noise_level_2 | E:\qiqilu\datasets\BioSR\transformed\ER\test\channel_0\SIM | Unknown | E:\qiqilu\datasets\BioSR\transformed\ER\test.txt | deconvolution | fixed COS-7 cell line | endoplasmic reticulum | mEmerald (GFP) | wide-field microscope with excitation numerical aperture of 1.35, detection numerical aperture of 1.3 | wide-field microscope | with excitation numerical aperture (NA) of 1.35, detection numerical aperture (NA) of 1.3 | 62.6 x 62.6 nm | linear structured illumination microscope with excitation numerical aperture of 1.35, detection numerical aperture of 1.3 | linear structured illumination microscope | with excitation numerical aperture (NA) of 1.35, detection numerical aperture (NA) of 1.3 | 62.6 x 62.6 nm
34 | biosr-er-dcv-3 | BioSR-ER-3 | in | 2 | ER | dcv | 1 | -2 | 18 | E:\qiqilu\datasets\BioSR\transformed\ER\test\channel_0\WF_noise_level_3 | E:\qiqilu\datasets\BioSR\transformed\ER\test\channel_0\SIM | Unknown | E:\qiqilu\datasets\BioSR\transformed\ER\test.txt | deconvolution | fixed COS-7 cell line | endoplasmic reticulum | mEmerald (GFP) | wide-field microscope with excitation numerical aperture of 1.35, detection numerical aperture of 1.3 | wide-field microscope | with excitation numerical aperture (NA) of 1.35, detection numerical aperture (NA) of 1.3 | 62.6 x 62.6 nm | linear structured illumination microscope with excitation numerical aperture of 1.35, detection numerical aperture of 1.3 | linear structured illumination microscope | with excitation numerical aperture (NA) of 1.35, detection numerical aperture (NA) of 1.3 | 62.6 x 62.6 nm
35 | biosr-er-dcv-4 | BioSR-ER-4 | in | 2 | ER | dcv | 1 | -2 | 18 | E:\qiqilu\datasets\BioSR\transformed\ER\test\channel_0\WF_noise_level_4 | E:\qiqilu\datasets\BioSR\transformed\ER\test\channel_0\SIM | Unknown | E:\qiqilu\datasets\BioSR\transformed\ER\test.txt | deconvolution | fixed COS-7 cell line | endoplasmic reticulum | mEmerald (GFP) | wide-field microscope with excitation numerical aperture of 1.35, detection numerical aperture of 1.3 | wide-field microscope | with excitation numerical aperture (NA) of 1.35, detection numerical aperture (NA) of 1.3 | 62.6 x 62.6 nm | linear structured illumination microscope with excitation numerical aperture of 1.35, detection numerical aperture of 1.3 | linear structured illumination microscope | with excitation numerical aperture (NA) of 1.35, detection numerical aperture (NA) of 1.3 | 62.6 x 62.6 nm
36 | biosr-er-dcv-5 | BioSR-ER-5 | in | 2 | ER | dcv | 1 | -2 | 18 | E:\qiqilu\datasets\BioSR\transformed\ER\test\channel_0\WF_noise_level_5 | E:\qiqilu\datasets\BioSR\transformed\ER\test\channel_0\SIM | Unknown | E:\qiqilu\datasets\BioSR\transformed\ER\test.txt | deconvolution | fixed COS-7 cell line | endoplasmic reticulum | mEmerald (GFP) | wide-field microscope with excitation numerical aperture of 1.35, detection numerical aperture of 1.3 | wide-field microscope | with excitation numerical aperture (NA) of 1.35, detection numerical aperture (NA) of 1.3 | 62.6 x 62.6 nm | linear structured illumination microscope with excitation numerical aperture of 1.35, detection numerical aperture of 1.3 | linear structured illumination microscope | with excitation numerical aperture (NA) of 1.35, detection numerical aperture (NA) of 1.3 | 62.6 x 62.6 nm
37 | biosr-er-dcv-6 | BioSR-ER-6 | in | 2 | ER | dcv | 1 | -2 | 18 | E:\qiqilu\datasets\BioSR\transformed\ER\test\channel_0\WF_noise_level_6 | E:\qiqilu\datasets\BioSR\transformed\ER\test\channel_0\SIM | Unknown | E:\qiqilu\datasets\BioSR\transformed\ER\test.txt | deconvolution | fixed COS-7 cell line | endoplasmic reticulum | mEmerald (GFP) | wide-field microscope with excitation numerical aperture of 1.35, detection numerical aperture of 1.3 | wide-field microscope | with excitation numerical aperture (NA) of 1.35, detection numerical aperture (NA) of 1.3 | 62.6 x 62.6 nm | linear structured illumination microscope with excitation numerical aperture of 1.35, detection numerical aperture of 1.3 | linear structured illumination microscope | with excitation numerical aperture (NA) of 1.35, detection numerical aperture (NA) of 1.3 | 62.6 x 62.6 nm
38 | biosr-er-dn-1 | BioSR-ER-1 | in | 2 | ER | dn | 1 | 1 | 18 | E:\qiqilu\datasets\BioSR\transformed\ER\test\channel_0\WF_noise_level_1 | E:\qiqilu\datasets\BioSR\transformed\ER\test\channel_0\WF_noise_level_6 | Unknown | E:\qiqilu\datasets\BioSR\transformed\ER\test.txt | denoising | fixed COS-7 cell line | endoplasmic reticulum | mEmerald (GFP) | wide-field microscope with excitation numerical aperture of 1.35, detection numerical aperture of 1.3 | wide-field microscope | with excitation numerical aperture (NA) of 1.35, detection numerical aperture (NA) of 1.3 | 62.6 x 62.6 nm | wide-field microscope with excitation numerical aperture of 1.35, detection numerical aperture of 1.3 | wide-field microscope | with excitation numerical aperture (NA) of 1.35, detection numerical aperture (NA) of 1.3 | 62.6 x 62.6 nm
39 | biosr-er-dn-2 | BioSR-ER-2 | in | 2 | ER | dn | 1 | 1 | 18 | E:\qiqilu\datasets\BioSR\transformed\ER\test\channel_0\WF_noise_level_2 | E:\qiqilu\datasets\BioSR\transformed\ER\test\channel_0\WF_noise_level_6 | Unknown | E:\qiqilu\datasets\BioSR\transformed\ER\test.txt | denoising | fixed COS-7 cell line | endoplasmic reticulum | mEmerald (GFP) | wide-field microscope with excitation numerical aperture of 1.35, detection numerical aperture of 1.3 | wide-field microscope | with excitation numerical aperture (NA) of 1.35, detection numerical aperture (NA) of 1.3 | 62.6 x 62.6 nm | wide-field microscope with excitation numerical aperture of 1.35, detection numerical aperture of 1.3 | wide-field microscope | with excitation numerical aperture (NA) of 1.35, detection numerical aperture (NA) of 1.3 | 62.6 x 62.6 nm
40 | biosr-er-dn-3 | BioSR-ER-3 | in | 2 | ER | dn | 1 | 1 | 18 | E:\qiqilu\datasets\BioSR\transformed\ER\test\channel_0\WF_noise_level_3 | E:\qiqilu\datasets\BioSR\transformed\ER\test\channel_0\WF_noise_level_6 | Unknown | E:\qiqilu\datasets\BioSR\transformed\ER\test.txt | denoising | fixed COS-7 cell line | endoplasmic reticulum | mEmerald (GFP) | wide-field microscope with excitation numerical aperture of 1.35, detection numerical aperture of 1.3 | wide-field microscope | with excitation numerical aperture (NA) of 1.35, detection numerical aperture (NA) of 1.3 | 62.6 x 62.6 nm | wide-field microscope with excitation numerical aperture of 1.35, detection numerical aperture of 1.3 | wide-field microscope | with excitation numerical aperture (NA) of 1.35, detection numerical aperture (NA) of 1.3 | 62.6 x 62.6 nm
41 | biosr-er-dn-4 | BioSR-ER-4 | in | 2 | ER | dn | 1 | 1 | 18 | E:\qiqilu\datasets\BioSR\transformed\ER\test\channel_0\WF_noise_level_4 | E:\qiqilu\datasets\BioSR\transformed\ER\test\channel_0\WF_noise_level_6 | Unknown | E:\qiqilu\datasets\BioSR\transformed\ER\test.txt | denoising | fixed COS-7 cell line | endoplasmic reticulum | mEmerald (GFP) | wide-field microscope with excitation numerical aperture of 1.35, detection numerical aperture of 1.3 | wide-field microscope | with excitation numerical aperture (NA) of 1.35, detection numerical aperture (NA) of 1.3 | 62.6 x 62.6 nm | wide-field microscope with excitation numerical aperture of 1.35, detection numerical aperture of 1.3 | wide-field microscope | with excitation numerical aperture (NA) of 1.35, detection numerical aperture (NA) of 1.3 | 62.6 x 62.6 nm
42 | biosr-er-dn-5 | BioSR-ER-5 | in | 2 | ER | dn | 1 | 1 | 18 | E:\qiqilu\datasets\BioSR\transformed\ER\test\channel_0\WF_noise_level_5 | E:\qiqilu\datasets\BioSR\transformed\ER\test\channel_0\WF_noise_level_6 | Unknown | E:\qiqilu\datasets\BioSR\transformed\ER\test.txt | denoising | fixed COS-7 cell line | endoplasmic reticulum | mEmerald (GFP) | wide-field microscope with excitation numerical aperture of 1.35, detection numerical aperture of 1.3 | wide-field microscope | with excitation numerical aperture (NA) of 1.35, detection numerical aperture (NA) of 1.3 | 62.6 x 62.6 nm | wide-field microscope with excitation numerical aperture of 1.35, detection numerical aperture of 1.3 | wide-field microscope | with excitation numerical aperture (NA) of 1.35, detection numerical aperture (NA) of 1.3 | 62.6 x 62.6 nm
43 | biosr-actin-sr-1 | BioSR-F-actin-1 | in | 2 | F-actin | sr | 2 | 1 | 12 | E:\qiqilu\datasets\BioSR\transformed\F_actin\test\channel_0\WF_noise_level_1 | E:\qiqilu\datasets\BioSR\transformed\F_actin\test\channel_0\SIM | Unknown | E:\qiqilu\datasets\BioSR\transformed\F_actin\test.txt | super-resolution with a scale factor of 2 | fixed COS-7 cell line | actin filament | mEmerald (GFP) | wide-field microscope with excitation numerical aperture of 1.41, detection numerical aperture of 1.3 | wide-field microscope | with excitation numerical aperture (NA) of 1.41, detection numerical aperture (NA) of 1.3 | 62.6 x 62.6 nm. nearest interpolation with a factor of 2 | linear structured illumination microscope with excitation numerical aperture of 1.41, detection numerical aperture of 1.3 | linear structured illumination microscope | with excitation numerical aperture (NA) of 1.41, detection numerical aperture (NA) of 1.3 | 31.3 x 31.3 nm
44 | biosr-actin-sr-2 | BioSR-F-actin-2 | in | 2 | F-actin | sr | 2 | 1 | 12 | E:\qiqilu\datasets\BioSR\transformed\F_actin\test\channel_0\WF_noise_level_2 | E:\qiqilu\datasets\BioSR\transformed\F_actin\test\channel_0\SIM | Unknown | E:\qiqilu\datasets\BioSR\transformed\F_actin\test.txt | super-resolution with a scale factor of 2 | fixed COS-7 cell line | actin filament | mEmerald (GFP) | wide-field microscope with excitation numerical aperture of 1.41, detection numerical aperture of 1.3 | wide-field microscope | with excitation numerical aperture (NA) of 1.41, detection numerical aperture (NA) of 1.3 | 62.6 x 62.6 nm. nearest interpolation with a factor of 2 | linear structured illumination microscope with excitation numerical aperture of 1.41, detection numerical aperture of 1.3 | linear structured illumination microscope | with excitation numerical aperture (NA) of 1.41, detection numerical aperture (NA) of 1.3 | 31.3 x 31.3 nm
45 | biosr-actin-sr-3 | BioSR-F-actin-3 | in | 2 | F-actin | sr | 2 | 1 | 12 | E:\qiqilu\datasets\BioSR\transformed\F_actin\test\channel_0\WF_noise_level_3 | E:\qiqilu\datasets\BioSR\transformed\F_actin\test\channel_0\SIM | Unknown | E:\qiqilu\datasets\BioSR\transformed\F_actin\test.txt | super-resolution with a scale factor of 2 | fixed COS-7 cell line | actin filament | mEmerald (GFP) | wide-field microscope with excitation numerical aperture of 1.41, detection numerical aperture of 1.3 | wide-field microscope | with excitation numerical aperture (NA) of 1.41, detection numerical aperture (NA) of 1.3 | 62.6 x 62.6 nm. nearest interpolation with a factor of 2 | linear structured illumination microscope with excitation numerical aperture of 1.41, detection numerical aperture of 1.3 | linear structured illumination microscope | with excitation numerical aperture (NA) of 1.41, detection numerical aperture (NA) of 1.3 | 31.3 x 31.3 nm
46 | biosr-actin-sr-4 | BioSR-F-actin-4 | in | 2 | F-actin | sr | 2 | 1 | 12 | E:\qiqilu\datasets\BioSR\transformed\F_actin\test\channel_0\WF_noise_level_4 | E:\qiqilu\datasets\BioSR\transformed\F_actin\test\channel_0\SIM | Unknown | E:\qiqilu\datasets\BioSR\transformed\F_actin\test.txt | super-resolution with a scale factor of 2 | fixed COS-7 cell line | actin filament | mEmerald (GFP) | wide-field microscope with excitation numerical aperture of 1.41, detection numerical aperture of 1.3 | wide-field microscope | with excitation numerical aperture (NA) of 1.41, detection numerical aperture (NA) of 1.3 | 62.6 x 62.6 nm. nearest interpolation with a factor of 2 | linear structured illumination microscope with excitation numerical aperture of 1.41, detection numerical aperture of 1.3 | linear structured illumination microscope | with excitation numerical aperture (NA) of 1.41, detection numerical aperture (NA) of 1.3 | 31.3 x 31.3 nm
47 | biosr-actin-sr-5 | BioSR-F-actin-5 | in | 2 | F-actin | sr | 2 | 1 | 12 | E:\qiqilu\datasets\BioSR\transformed\F_actin\test\channel_0\WF_noise_level_5 | E:\qiqilu\datasets\BioSR\transformed\F_actin\test\channel_0\SIM | Unknown | E:\qiqilu\datasets\BioSR\transformed\F_actin\test.txt | super-resolution with a scale factor of 2 | fixed COS-7 cell line | actin filament | mEmerald (GFP) | wide-field microscope with excitation numerical aperture of 1.41, detection numerical aperture of 1.3 | wide-field microscope | with excitation numerical aperture (NA) of 1.41, detection numerical aperture (NA) of 1.3 | 62.6 x 62.6 nm. nearest interpolation with a factor of 2 | linear structured illumination microscope with excitation numerical aperture of 1.41, detection numerical aperture of 1.3 | linear structured illumination microscope | with excitation numerical aperture (NA) of 1.41, detection numerical aperture (NA) of 1.3 | 31.3 x 31.3 nm
48 | biosr-actin-sr-6 | BioSR-F-actin-6 | in | 2 | F-actin | sr | 2 | 1 | 12 | E:\qiqilu\datasets\BioSR\transformed\F_actin\test\channel_0\WF_noise_level_6 | E:\qiqilu\datasets\BioSR\transformed\F_actin\test\channel_0\SIM | Unknown | E:\qiqilu\datasets\BioSR\transformed\F_actin\test.txt | super-resolution with a scale factor of 2 | fixed COS-7 cell line | actin filament | mEmerald (GFP) | wide-field microscope with excitation numerical aperture of 1.41, detection numerical aperture of 1.3 | wide-field microscope | with excitation numerical aperture (NA) of 1.41, detection numerical aperture (NA) of 1.3 | 62.6 x 62.6 nm. nearest interpolation with a factor of 2 | linear structured illumination microscope with excitation numerical aperture of 1.41, detection numerical aperture of 1.3 | linear structured illumination microscope | with excitation numerical aperture (NA) of 1.41, detection numerical aperture (NA) of 1.3 | 31.3 x 31.3 nm
49 | biosr-actin-sr-7 | BioSR-F-actin-7 | in | 2 | F-actin | sr | 2 | 1 | 12 | E:\qiqilu\datasets\BioSR\transformed\F_actin\test\channel_0\WF_noise_level_7 | E:\qiqilu\datasets\BioSR\transformed\F_actin\test\channel_0\SIM | Unknown | E:\qiqilu\datasets\BioSR\transformed\F_actin\test.txt | super-resolution with a scale factor of 2 | fixed COS-7 cell line | actin filament | mEmerald (GFP) | wide-field microscope with excitation numerical aperture of 1.41, detection numerical aperture of 1.3 | wide-field microscope | with excitation numerical aperture (NA) of 1.41, detection numerical aperture (NA) of 1.3 | 62.6 x 62.6 nm. nearest interpolation with a factor of 2 | linear structured illumination microscope with excitation numerical aperture of 1.41, detection numerical aperture of 1.3 | linear structured illumination microscope | with excitation numerical aperture (NA) of 1.41, detection numerical aperture (NA) of 1.3 | 31.3 x 31.3 nm
50 | biosr-actin-sr-8 | BioSR-F-actin-8 | in | 2 | F-actin | sr | 2 | 1 | 12 | E:\qiqilu\datasets\BioSR\transformed\F_actin\test\channel_0\WF_noise_level_8 | E:\qiqilu\datasets\BioSR\transformed\F_actin\test\channel_0\SIM | Unknown | E:\qiqilu\datasets\BioSR\transformed\F_actin\test.txt | super-resolution with a scale factor of 2 | fixed COS-7 cell line | actin filament | mEmerald (GFP) | wide-field microscope with excitation numerical aperture of 1.41, detection numerical aperture of 1.3 | wide-field microscope | with excitation numerical aperture (NA) of 1.41, detection numerical aperture (NA) of 1.3 | 62.6 x 62.6 nm. nearest interpolation with a factor of 2 | linear structured illumination microscope with excitation numerical aperture of 1.41, detection numerical aperture of 1.3 | linear structured illumination microscope | with excitation numerical aperture (NA) of 1.41, detection numerical aperture (NA) of 1.3 | 31.3 x 31.3 nm
51 | biosr-actin-sr-9 | BioSR-F-actin-9 | in | 2 | F-actin | sr | 2 | 1 | 12 | E:\qiqilu\datasets\BioSR\transformed\F_actin\test\channel_0\WF_noise_level_9 | E:\qiqilu\datasets\BioSR\transformed\F_actin\test\channel_0\SIM | Unknown | E:\qiqilu\datasets\BioSR\transformed\F_actin\test.txt | super-resolution with a scale factor of 2 | fixed COS-7 cell line | actin filament | mEmerald (GFP) | wide-field microscope with excitation numerical aperture of 1.41, detection numerical aperture of 1.3 | wide-field microscope | with excitation numerical aperture (NA) of 1.41, detection numerical aperture (NA) of 1.3 | 62.6 x 62.6 nm. nearest interpolation with a factor of 2 | linear structured illumination microscope with excitation numerical aperture of 1.41, detection numerical aperture of 1.3 | linear structured illumination microscope | with excitation numerical aperture (NA) of 1.41, detection numerical aperture (NA) of 1.3 | 31.3 x 31.3 nm
52 | biosr-actin-sr-10 | BioSR-F-actin-10 | in | 2 | F-actin | sr | 2 | 1 | 12 | E:\qiqilu\datasets\BioSR\transformed\F_actin\test\channel_0\WF_noise_level_10 | E:\qiqilu\datasets\BioSR\transformed\F_actin\test\channel_0\SIM | Unknown | E:\qiqilu\datasets\BioSR\transformed\F_actin\test.txt | super-resolution with a scale factor of 2 | fixed COS-7 cell line | actin filament | mEmerald (GFP) | wide-field microscope with excitation numerical aperture of 1.41, detection numerical aperture of 1.3 | wide-field microscope | with excitation numerical aperture (NA) of 1.41, detection numerical aperture (NA) of 1.3 | 62.6 x 62.6 nm. nearest interpolation with a factor of 2 | linear structured illumination microscope with excitation numerical aperture of 1.41, detection numerical aperture of 1.3 | linear structured illumination microscope | with excitation numerical aperture (NA) of 1.41, detection numerical aperture (NA) of 1.3 | 31.3 x 31.3 nm
53 | biosr-actin-sr-11 | BioSR-F-actin-11 | in | 2 | F-actin | sr | 2 | 1 | 12 | E:\qiqilu\datasets\BioSR\transformed\F_actin\test\channel_0\WF_noise_level_11 | E:\qiqilu\datasets\BioSR\transformed\F_actin\test\channel_0\SIM | Unknown | E:\qiqilu\datasets\BioSR\transformed\F_actin\test.txt | super-resolution with a scale factor of 2 | fixed COS-7 cell line | actin filament | mEmerald (GFP) | wide-field microscope with excitation numerical aperture of 1.41, detection numerical aperture of 1.3 | wide-field microscope | with excitation numerical aperture (NA) of 1.41, detection numerical aperture (NA) of 1.3 | 62.6 x 62.6 nm. nearest interpolation with a factor of 2 | linear structured illumination microscope with excitation numerical aperture of 1.41, detection numerical aperture of 1.3 | linear structured illumination microscope | with excitation numerical aperture (NA) of 1.41, detection numerical aperture (NA) of 1.3 | 31.3 x 31.3 nm
54 | biosr-actin-sr-12 | BioSR-F-actin-12 | in | 2 | F-actin | sr | 2 | 1 | 12 | E:\qiqilu\datasets\BioSR\transformed\F_actin\test\channel_0\WF_noise_level_12 | E:\qiqilu\datasets\BioSR\transformed\F_actin\test\channel_0\SIM | Unknown | E:\qiqilu\datasets\BioSR\transformed\F_actin\test.txt | super-resolution with a scale factor of 2 | fixed COS-7 cell line | actin filament | mEmerald (GFP) | wide-field microscope with excitation numerical aperture of 1.41, detection numerical aperture of 1.3 | wide-field microscope | with excitation numerical aperture (NA) of 1.41, detection numerical aperture (NA) of 1.3 | 62.6 x 62.6 nm. nearest interpolation with a factor of 2 | linear structured illumination microscope with excitation numerical aperture of 1.41, detection numerical aperture of 1.3 | linear structured illumination microscope | with excitation numerical aperture (NA) of 1.41, detection numerical aperture (NA) of 1.3 | 31.3 x 31.3 nm
55 | biosr-actin-dcv-1 |  | in | 2 | F-actin | dcv | 1 | -2 | 12 | E:\qiqilu\datasets\BioSR\transformed\F_actin\test\channel_0\WF_noise_level_1 | E:\qiqilu\datasets\BioSR\transformed\F_actin\test\channel_0\SIM | Unknown | E:\qiqilu\datasets\BioSR\transformed\F_actin\test.txt | deconvolution | fixed COS-7 cell line | actin filament | mEmerald (GFP) | wide-field microscope with excitation numerical aperture of 1.41, detection numerical aperture of 1.3 | wide-field microscope | with excitation numerical aperture (NA) of 1.41, detection numerical aperture (NA) of 1.3 | 62.6 x 62.6 nm | linear structured illumination microscope with excitation numerical aperture of 1.41, detection numerical aperture of 1.3 | linear structured illumination microscope | with excitation numerical aperture (NA) of 1.41, detection numerical aperture (NA) of 1.3 | 62.6 x 62.6 nm
56 | biosr-actin-dcv-2 |  | in | 2 | F-actin | dcv | 1 | -2 | 12 | E:\qiqilu\datasets\BioSR\transformed\F_actin\test\channel_0\WF_noise_level_2 | E:\qiqilu\datasets\BioSR\transformed\F_actin\test\channel_0\SIM | Unknown | E:\qiqilu\datasets\BioSR\transformed\F_actin\test.txt | deconvolution | fixed COS-7 cell line | actin filament | mEmerald (GFP) | wide-field microscope with excitation numerical aperture of 1.41, detection numerical aperture of 1.3 | wide-field microscope | with excitation numerical aperture (NA) of 1.41, detection numerical aperture (NA) of 1.3 | 62.6 x 62.6 nm | linear structured illumination microscope with excitation numerical aperture of 1.41, detection numerical aperture of 1.3 | linear structured illumination microscope | with excitation numerical aperture (NA) of 1.41, detection numerical aperture (NA) of 1.3 | 62.6 x 62.6 nm
57 | biosr-actin-dcv-3 |  | in | 2 | F-actin | dcv | 1 | -2 | 12 | E:\qiqilu\datasets\BioSR\transformed\F_actin\test\channel_0\WF_noise_level_3 | E:\qiqilu\datasets\BioSR\transformed\F_actin\test\channel_0\SIM | Unknown | E:\qiqilu\datasets\BioSR\transformed\F_actin\test.txt | deconvolution | fixed COS-7 cell line | actin filament | mEmerald (GFP) | wide-field microscope with excitation numerical aperture of 1.41, detection numerical aperture of 1.3 | wide-field microscope | with excitation numerical aperture (NA) of 1.41, detection numerical aperture (NA) of 1.3 | 62.6 x 62.6 nm | linear structured illumination microscope with excitation numerical aperture of 1.41, detection numerical aperture of 1.3 | linear structured illumination microscope | with excitation numerical aperture (NA) of 1.41, detection numerical aperture (NA) of 1.3 | 62.6 x 62.6 nm
58 | biosr-actin-dcv-4 |  | in | 2 | F-actin | dcv | 1 | -2 | 12 | E:\qiqilu\datasets\BioSR\transformed\F_actin\test\channel_0\WF_noise_level_4 | E:\qiqilu\datasets\BioSR\transformed\F_actin\test\channel_0\SIM | Unknown | E:\qiqilu\datasets\BioSR\transformed\F_actin\test.txt | deconvolution | fixed COS-7 cell line | actin filament | mEmerald (GFP) | wide-field microscope with excitation numerical aperture of 1.41, detection numerical aperture of 1.3 | wide-field microscope | with excitation numerical aperture (NA) of 1.41, detection numerical aperture (NA) of 1.3 | 62.6 x 62.6 nm | linear structured illumination microscope with excitation numerical aperture of 1.41, detection numerical aperture of 1.3 | linear structured illumination microscope | with excitation numerical aperture (NA) of 1.41, detection numerical aperture (NA) of 1.3 | 62.6 x 62.6 nm
59 | biosr-actin-dcv-5 |  | in | 2 | F-actin | dcv | 1 | -2 | 12 | E:\qiqilu\datasets\BioSR\transformed\F_actin\test\channel_0\WF_noise_level_5 | E:\qiqilu\datasets\BioSR\transformed\F_actin\test\channel_0\SIM | Unknown | E:\qiqilu\datasets\BioSR\transformed\F_actin\test.txt | deconvolution | fixed COS-7 cell line | actin filament | mEmerald (GFP) | wide-field microscope with excitation numerical aperture of 1.41, detection numerical aperture of 1.3 | wide-field microscope | with excitation numerical aperture (NA) of 1.41, detection numerical aperture (NA) of 1.3 | 62.6 x 62.6 nm | linear structured illumination microscope with excitation numerical aperture of 1.41, detection numerical aperture of 1.3 | linear structured illumination microscope | with excitation numerical aperture (NA) of 1.41, detection numerical aperture (NA) of 1.3 | 62.6 x 62.6 nm
60 | biosr-actin-dcv-6 |  | in | 2 | F-actin | dcv | 1 | -2 | 12 | E:\qiqilu\datasets\BioSR\transformed\F_actin\test\channel_0\WF_noise_level_6 | E:\qiqilu\datasets\BioSR\transformed\F_actin\test\channel_0\SIM | Unknown | E:\qiqilu\datasets\BioSR\transformed\F_actin\test.txt | deconvolution | fixed COS-7 cell line | actin filament | mEmerald (GFP) | wide-field microscope with excitation numerical aperture of 1.41, detection numerical aperture of 1.3 | wide-field microscope | with excitation numerical aperture (NA) of 1.41, detection numerical aperture (NA) of 1.3 | 62.6 x 62.6 nm | linear structured illumination microscope with excitation numerical aperture of 1.41, detection numerical aperture of 1.3 | linear structured illumination microscope | with excitation numerical aperture (NA) of 1.41, detection numerical aperture (NA) of 1.3 | 62.6 x 62.6 nm
61 | biosr-actin-dcv-7 |  | in | 2 | F-actin | dcv | 1 | -2 | 12 | E:\qiqilu\datasets\BioSR\transformed\F_actin\test\channel_0\WF_noise_level_7 | E:\qiqilu\datasets\BioSR\transformed\F_actin\test\channel_0\SIM | Unknown | E:\qiqilu\datasets\BioSR\transformed\F_actin\test.txt | deconvolution | fixed COS-7 cell line | actin filament | mEmerald (GFP) | wide-field microscope with excitation numerical aperture of 1.41, detection numerical aperture of 1.3 | wide-field microscope | with excitation numerical aperture (NA) of 1.41, detection numerical aperture (NA) of 1.3 | 62.6 x 62.6 nm | linear structured illumination microscope with excitation numerical aperture of 1.41, detection numerical aperture of 1.3 | linear structured illumination microscope | with excitation numerical aperture (NA) of 1.41, detection numerical aperture (NA) of 1.3 | 62.6 x 62.6 nm
62 | biosr-actin-dcv-8 |  | in | 2 | F-actin | dcv | 1 | -2 | 12 | E:\qiqilu\datasets\BioSR\transformed\F_actin\test\channel_0\WF_noise_level_8 | E:\qiqilu\datasets\BioSR\transformed\F_actin\test\channel_0\SIM | Unknown | E:\qiqilu\datasets\BioSR\transformed\F_actin\test.txt | deconvolution | fixed COS-7 cell line | actin filament | mEmerald (GFP) | wide-field microscope with excitation numerical aperture of 1.41, detection numerical aperture of 1.3 | wide-field microscope | with excitation numerical aperture (NA) of 1.41, detection numerical aperture (NA) of 1.3 | 62.6 x 62.6 nm | linear structured illumination microscope with excitation numerical aperture of 1.41, detection numerical aperture of 1.3 | linear structured illumination microscope | with excitation numerical aperture (NA) of 1.41, detection numerical aperture (NA) of 1.3 | 62.6 x 62.6 nm
63 | biosr-actin-dcv-9 |  | in | 2 | F-actin | dcv | 1 | -2 | 12 | E:\qiqilu\datasets\BioSR\transformed\F_actin\test\channel_0\WF_noise_level_9 | E:\qiqilu\datasets\BioSR\transformed\F_actin\test\channel_0\SIM | Unknown | E:\qiqilu\datasets\BioSR\transformed\F_actin\test.txt | deconvolution | fixed COS-7 cell line | actin filament | mEmerald (GFP) | wide-field microscope with excitation numerical aperture of 1.41, detection numerical aperture of 1.3 | wide-field microscope | with excitation numerical aperture (NA) of 1.41, detection numerical aperture (NA) of 1.3 | 62.6 x 62.6 nm | linear structured illumination microscope with excitation numerical aperture of 1.41, detection numerical aperture of 1.3 | linear structured illumination microscope | with excitation numerical aperture (NA) of 1.41, detection numerical aperture (NA) of 1.3 | 62.6 x 62.6 nm
64 | biosr-actin-dcv-10 |  | in | 2 | F-actin | dcv | 1 | -2 | 12 | E:\qiqilu\datasets\BioSR\transformed\F_actin\test\channel_0\WF_noise_level_10 | E:\qiqilu\datasets\BioSR\transformed\F_actin\test\channel_0\SIM | Unknown | E:\qiqilu\datasets\BioSR\transformed\F_actin\test.txt | deconvolution | fixed COS-7 cell line | actin filament | mEmerald (GFP) | wide-field microscope with excitation numerical aperture of 1.41, detection numerical aperture of 1.3 | wide-field microscope | with excitation numerical aperture (NA) of 1.41, detection numerical aperture (NA) of 1.3 | 62.6 x 62.6 nm | linear structured illumination microscope with excitation numerical aperture of 1.41, detection numerical aperture of 1.3 | linear structured illumination microscope | with excitation numerical aperture (NA) of 1.41, detection numerical aperture (NA) of 1.3 | 62.6 x 62.6 nm
65 | biosr-actin-dcv-11 |  | in | 2 | F-actin | dcv | 1 | -2 | 12 | E:\qiqilu\datasets\BioSR\transformed\F_actin\test\channel_0\WF_noise_level_11 | E:\qiqilu\datasets\BioSR\transformed\F_actin\test\channel_0\SIM | Unknown | E:\qiqilu\datasets\BioSR\transformed\F_actin\test.txt | deconvolution | fixed COS-7 cell line | actin filament | mEmerald (GFP) | wide-field microscope with excitation numerical aperture of 1.41, detection numerical aperture of 1.3 | wide-field microscope | with excitation numerical aperture (NA) of 1.41, detection numerical aperture (NA) of 1.3 | 62.6 x 62.6 nm | linear structured illumination microscope with excitation numerical aperture of 1.41, detection numerical aperture of 1.3 | linear structured illumination microscope | with excitation numerical aperture (NA) of 1.41, detection numerical aperture (NA) of 1.3 | 62.6 x 62.6 nm
66 | biosr-actin-dcv-12 |  | in | 2 | F-actin | dcv | 1 | -2 | 12 | E:\qiqilu\datasets\BioSR\transformed\F_actin\test\channel_0\WF_noise_level_12 | E:\qiqilu\datasets\BioSR\transformed\F_actin\test\channel_0\SIM | Unknown | E:\qiqilu\datasets\BioSR\transformed\F_actin\test.txt | deconvolution | fixed COS-7 cell line | actin filament | mEmerald (GFP) | wide-field microscope with excitation numerical aperture of 1.41, detection numerical aperture of 1.3 | wide-field microscope | with excitation numerical aperture (NA) of 1.41, detection numerical aperture (NA) of 1.3 | 62.6 x 62.6 nm | linear structured illumination microscope with excitation numerical aperture of 1.41, detection numerical aperture of 1.3 | linear structured illumination microscope | with excitation numerical aperture (NA) of 1.41, detection numerical aperture (NA) of 1.3 | 62.6 x 62.6 nm
67 | biosr-actin-dn-1 |  | in | 2 | F-actin | dn | 1 | 1 | 12 | E:\qiqilu\datasets\BioSR\transformed\F_actin\test\channel_0\WF_noise_level_1 | E:\qiqilu\datasets\BioSR\transformed\F_actin\test\channel_0\WF_noise_level_12 | Unknown | E:\qiqilu\datasets\BioSR\transformed\F_actin\test.txt | denoising | fixed COS-7 cell line | actin filament | mEmerald (GFP) | wide-field microscope with excitation numerical aperture of 1.41, detection numerical aperture of 1.3 | wide-field microscope | with excitation numerical aperture (NA) of 1.41, detection numerical aperture (NA) of 1.3 | 62.6 x 62.6 nm | wide-field microscope with excitation numerical aperture of 1.41, detection numerical aperture of 1.3 | wide-field microscope | with excitation numerical aperture (NA) of 1.41, detection numerical aperture (NA) of 1.3 | 62.6 x 62.6 nm
68 | biosr-actin-dn-2 |  | in | 2 | F-actin | dn | 1 | 1 | 12 | E:\qiqilu\datasets\BioSR\transformed\F_actin\test\channel_0\WF_noise_level_2 | E:\qiqilu\datasets\BioSR\transformed\F_actin\test\channel_0\WF_noise_level_12 | Unknown | E:\qiqilu\datasets\BioSR\transformed\F_actin\test.txt | denoising | fixed COS-7 cell line | actin filament | mEmerald (GFP) | wide-field microscope with excitation numerical aperture of 1.41, detection numerical aperture of 1.3 | wide-field microscope | with excitation numerical aperture (NA) of 1.41, detection numerical aperture (NA) of 1.3 | 62.6 x 62.6 nm | wide-field microscope with excitation numerical aperture of 1.41, detection numerical aperture of 1.3 | wide-field microscope | with excitation numerical aperture (NA) of 1.41, detection numerical aperture (NA) of 1.3 | 62.6 x 62.6 nm
69 | biosr-actin-dn-3 |  | in | 2 | F-actin | dn | 1 | 1 | 12 | E:\qiqilu\datasets\BioSR\transformed\F_actin\test\channel_0\WF_noise_level_3 | E:\qiqilu\datasets\BioSR\transformed\F_actin\test\channel_0\WF_noise_level_12 | Unknown | E:\qiqilu\datasets\BioSR\transformed\F_actin\test.txt | denoising | fixed COS-7 cell line | actin filament | mEmerald (GFP) | wide-field microscope with excitation numerical aperture of 1.41, detection numerical aperture of 1.3 | wide-field microscope | with excitation numerical aperture (NA) of 1.41, detection numerical aperture (NA) of 1.3 | 62.6 x 62.6 nm | wide-field microscope with excitation numerical aperture of 1.41, detection numerical aperture of 1.3 | wide-field microscope | with excitation numerical aperture (NA) of 1.41, detection numerical aperture (NA) of 1.3 | 62.6 x 62.6 nm
70 | biosr-actin-dn-4 |  | in | 2 | F-actin | dn | 1 | 1 | 12 | E:\qiqilu\datasets\BioSR\transformed\F_actin\test\channel_0\WF_noise_level_4 | E:\qiqilu\datasets\BioSR\transformed\F_actin\test\channel_0\WF_noise_level_12 | Unknown | E:\qiqilu\datasets\BioSR\transformed\F_actin\test.txt | denoising | fixed COS-7 cell line | actin filament | mEmerald (GFP) | wide-field microscope with excitation numerical aperture of 1.41, detection numerical aperture of 1.3 | wide-field microscope | with excitation numerical aperture (NA) of 1.41, detection numerical aperture (NA) of 1.3 | 62.6 x 62.6 nm | wide-field microscope with excitation numerical aperture of 1.41, detection numerical aperture of 1.3 | wide-field microscope | with excitation numerical aperture (NA) of 1.41, detection numerical aperture (NA) of 1.3 | 62.6 x 62.6 nm
71 | biosr-actin-dn-5 |  | in | 2 | F-actin | dn | 1 | 1 | 12 | E:\qiqilu\datasets\BioSR\transformed\F_actin\test\channel_0\WF_noise_level_5 | E:\qiqilu\datasets\BioSR\transformed\F_actin\test\channel_0\WF_noise_level_12 | Unknown | E:\qiqilu\datasets\BioSR\transformed\F_actin\test.txt | denoising | fixed COS-7 cell line | actin filament | mEmerald (GFP) | wide-field microscope with excitation numerical aperture of 1.41, detection numerical aperture of 1.3 | wide-field microscope | with excitation numerical aperture (NA) of 1.41, detection numerical aperture (NA) of 1.3 | 62.6 x 62.6 nm | wide-field microscope with excitation numerical aperture of 1.41, detection numerical aperture of 1.3 | wide-field microscope | with excitation numerical aperture (NA) of 1.41, detection numerical aperture (NA) of 1.3 | 62.6 x 62.6 nm
72 | biosr-actin-dn-6 |  | in | 2 | F-actin | dn | 1 | 1 | 12 | E:\qiqilu\datasets\BioSR\transformed\F_actin\test\channel_0\WF_noise_level_6 | E:\qiqilu\datasets\BioSR\transformed\F_actin\test\channel_0\WF_noise_level_12 | Unknown | E:\qiqilu\datasets\BioSR\transformed\F_actin\test.txt | denoising | fixed COS-7 cell line | actin filament | mEmerald (GFP) | wide-field microscope with excitation numerical aperture of 1.41, detection numerical aperture of 1.3 | wide-field microscope | with excitation numerical aperture (NA) of 1.41, detection numerical aperture (NA) of 1.3 | 62.6 x 62.6 nm | wide-field microscope with excitation numerical aperture of 1.41, detection numerical aperture of 1.3 | wide-field microscope | with excitation numerical aperture (NA) of 1.41, detection numerical aperture (NA) of 1.3 | 62.6 x 62.6 nm
73 | biosr-actin-dn-7 |  | in | 2 | F-actin | dn | 1 | 1 | 12 | E:\qiqilu\datasets\BioSR\transformed\F_actin\test\channel_0\WF_noise_level_7 | E:\qiqilu\datasets\BioSR\transformed\F_actin\test\channel_0\WF_noise_level_12 | Unknown | E:\qiqilu\datasets\BioSR\transformed\F_actin\test.txt | denoising | fixed COS-7 cell line | actin filament | mEmerald (GFP) | wide-field microscope with excitation numerical aperture of 1.41, detection numerical aperture of 1.3 | wide-field microscope | with excitation numerical aperture (NA) of 1.41, detection numerical aperture (NA) of 1.3 | 62.6 x 62.6 nm | wide-field microscope with excitation numerical aperture of 1.41, detection numerical aperture of 1.3 | wide-field microscope | with excitation numerical aperture (NA) of 1.41, detection numerical aperture (NA) of 1.3 | 62.6 x 62.6 nm
74 | biosr-actin-dn-8 |  | in | 2 | F-actin | dn | 1 | 1 | 12 | E:\qiqilu\datasets\BioSR\transformed\F_actin\test\channel_0\WF_noise_level_8 | E:\qiqilu\datasets\BioSR\transformed\F_actin\test\channel_0\WF_noise_level_12 | Unknown | E:\qiqilu\datasets\BioSR\transformed\F_actin\test.txt | denoising | fixed COS-7 cell line | actin filament | mEmerald (GFP) | wide-field microscope with excitation numerical aperture of 1.41, detection numerical aperture of 1.3 | wide-field microscope | with excitation numerical aperture (NA) of 1.41, detection numerical aperture (NA) of 1.3 | 62.6 x 62.6 nm | wide-field microscope with excitation numerical aperture of 1.41, detection numerical aperture of 1.3 | wide-field microscope | with excitation numerical aperture (NA) of 1.41, detection numerical aperture (NA) of 1.3 | 62.6 x 62.6 nm
75 | biosr-actin-dn-9 |  | in | 2 | F-actin | dn | 1 | 1 | 12 | E:\qiqilu\datasets\BioSR\transformed\F_actin\test\channel_0\WF_noise_level_9 | E:\qiqilu\datasets\BioSR\transformed\F_actin\test\channel_0\WF_noise_level_12 | Unknown | E:\qiqilu\datasets\BioSR\transformed\F_actin\test.txt | denoising | fixed COS-7 cell line | actin filament | mEmerald (GFP) | wide-field microscope with excitation numerical aperture of 1.41, detection numerical aperture of 1.3 | wide-field microscope | with excitation numerical aperture (NA) of 1.41, detection numerical aperture (NA) of 1.3 | 62.6 x 62.6 nm | wide-field microscope with excitation numerical aperture of 1.41, detection numerical aperture of 1.3 | wide-field microscope | with excitation numerical aperture (NA) of 1.41, detection numerical aperture (NA) of 1.3 | 62.6 x 62.6 nm
76 | biosr-actin-dn-10 |  | in | 2 | F-actin | dn | 1 | 1 | 12 | E:\qiqilu\datasets\BioSR\transformed\F_actin\test\channel_0\WF_noise_level_10 | E:\qiqilu\datasets\BioSR\transformed\F_actin\test\channel_0\WF_noise_level_12 | Unknown | E:\qiqilu\datasets\BioSR\transformed\F_actin\test.txt | denoising | fixed COS-7 cell line | actin filament | mEmerald (GFP) | wide-field microscope with excitation numerical aperture of 1.41, detection numerical aperture of 1.3 | wide-field microscope | with excitation numerical aperture (NA) of 1.41, detection numerical aperture (NA) of 1.3 | 62.6 x 62.6 nm | wide-field microscope with excitation numerical aperture of 1.41, detection numerical aperture of 1.3 | wide-field microscope | with excitation numerical aperture (NA) of 1.41, detection numerical aperture (NA) of 1.3 | 62.6 x 62.6 nm
77 | biosr-actin-dn-11 |  | in | 2 | F-actin | dn | 1 | 1 | 12 | E:\qiqilu\datasets\BioSR\transformed\F_actin\test\channel_0\WF_noise_level_11 | E:\qiqilu\datasets\BioSR\transformed\F_actin\test\channel_0\WF_noise_level_12 | Unknown | E:\qiqilu\datasets\BioSR\transformed\F_actin\test.txt | denoising | fixed COS-7 cell line | actin filament | mEmerald (GFP) | wide-field microscope with excitation numerical aperture of 1.41, detection numerical aperture of 1.3 | wide-field microscope | with excitation numerical aperture (NA) of 1.41, detection numerical aperture (NA) of 1.3 | 62.6 x 62.6 nm | wide-field microscope with excitation numerical aperture of 1.41, detection numerical aperture of 1.3 | wide-field microscope | with excitation numerical aperture (NA) of 1.41, detection numerical aperture (NA) of 1.3 | 62.6 x 62.6 nm
78 | biosr-mt-sr-1 |  | in | 2 | MT | sr | 2 | 1 | 15 | E:\qiqilu\datasets\BioSR\transformed\MTs\test\channel_0\WF_noise_level_1 | E:\qiqilu\datasets\BioSR\transformed\MTs\test\channel_0\SIM | Unknown | E:\qiqilu\datasets\BioSR\transformed\MTs\test.txt | super-resolution with a scale factor of 2 | fixed COS-7 cell line | microtubule | mEmerald (GFP) | wide-field microscope with excitation numerical aperture of 1.35, detection numerical aperture of 1.3 | wide-field microscope | with excitation numerical aperture (NA) of 1.35, detection numerical aperture (NA) of 1.3 | 62.6 x 62.6 nm. nearest interpolation with a factor of 2 | linear structured illumination microscope with excitation numerical aperture of 1.35, detection numerical aperture of 1.3 | linear structured illumination microscope | with excitation numerical aperture (NA) of 1.35, detection numerical aperture (NA) of 1.3 | 31.3 x 31.3 nm
79 | biosr-mt-sr-2 |  | in | 2 | MT | sr | 2 | 1 | 15 | E:\qiqilu\datasets\BioSR\transformed\MTs\test\channel_0\WF_noise_level_2 | E:\qiqilu\datasets\BioSR\transformed\MTs\test\channel_0\SIM | Unknown | E:\qiqilu\datasets\BioSR\transformed\MTs\test.txt | super-resolution with a scale factor of 2 | fixed COS-7 cell line | microtubule | mEmerald (GFP) | wide-field microscope with excitation numerical aperture of 1.35, detection numerical aperture of 1.3 | wide-field microscope | with excitation numerical aperture (NA) of 1.35, detection numerical aperture (NA) of 1.3 | 62.6 x 62.6 nm. nearest interpolation with a factor of 2 | linear structured illumination microscope with excitation numerical aperture of 1.35, detection numerical aperture of 1.3 | linear structured illumination microscope | with excitation numerical aperture (NA) of 1.35, detection numerical aperture (NA) of 1.3 | 31.3 x 31.3 nm
80 | biosr-mt-sr-3 |  | in | 2 | MT | sr | 2 | 1 | 15 | E:\qiqilu\datasets\BioSR\transformed\MTs\test\channel_0\WF_noise_level_3 | E:\qiqilu\datasets\BioSR\transformed\MTs\test\channel_0\SIM | Unknown | E:\qiqilu\datasets\BioSR\transformed\MTs\test.txt | super-resolution with a scale factor of 2 | fixed COS-7 cell line | microtubule | mEmerald (GFP) | wide-field microscope with excitation numerical aperture of 1.35, detection numerical aperture of 1.3 | wide-field microscope | with excitation numerical aperture (NA) of 1.35, detection numerical aperture (NA) of 1.3 | 62.6 x 62.6 nm. nearest interpolation with a factor of 2 | linear structured illumination microscope with excitation numerical aperture of 1.35, detection numerical aperture of 1.3 | linear structured illumination microscope | with excitation numerical aperture (NA) of 1.35, detection numerical aperture (NA) of 1.3 | 31.3 x 31.3 nm
81 | biosr-mt-sr-4 |  | in | 2 | MT | sr | 2 | 1 | 15 | E:\qiqilu\datasets\BioSR\transformed\MTs\test\channel_0\WF_noise_level_4 | E:\qiqilu\datasets\BioSR\transformed\MTs\test\channel_0\SIM | Unknown | E:\qiqilu\datasets\BioSR\transformed\MTs\test.txt | super-resolution with a scale factor of 2 | fixed COS-7 cell line | microtubule | mEmerald (GFP) | wide-field microscope with excitation numerical aperture of 1.35, detection numerical aperture of 1.3 | wide-field microscope | with excitation numerical aperture (NA) of 1.35, detection numerical aperture (NA) of 1.3 | 62.6 x 62.6 nm. nearest interpolation with a factor of 2 | linear structured illumination microscope with excitation numerical aperture of 1.35, detection numerical aperture of 1.3 | linear structured illumination microscope | with excitation numerical aperture (NA) of 1.35, detection numerical aperture (NA) of 1.3 | 31.3 x 31.3 nm
82 | biosr-mt-sr-5 |  | in | 2 | MT | sr | 2 | 1 | 15 | E:\qiqilu\datasets\BioSR\transformed\MTs\test\channel_0\WF_noise_level_5 | E:\qiqilu\datasets\BioSR\transformed\MTs\test\channel_0\SIM | Unknown | E:\qiqilu\datasets\BioSR\transformed\MTs\test.txt | super-resolution with a scale factor of 2 | fixed COS-7 cell line | microtubule | mEmerald (GFP) | wide-field microscope with excitation numerical aperture of 1.35, detection numerical aperture of 1.3 | wide-field microscope | with excitation numerical aperture (NA) of 1.35, detection numerical aperture (NA) of 1.3 | 62.6 x 62.6 nm. nearest interpolation with a factor of 2 | linear structured illumination microscope with excitation numerical aperture of 1.35, detection numerical aperture of 1.3 | linear structured illumination microscope | with excitation numerical aperture (NA) of 1.35, detection numerical aperture (NA) of 1.3 | 31.3 x 31.3 nm
83 | biosr-mt-sr-6 |  | in | 2 | MT | sr | 2 | 1 | 15 | E:\qiqilu\datasets\BioSR\transformed\MTs\test\channel_0\WF_noise_level_6 | E:\qiqilu\datasets\BioSR\transformed\MTs\test\channel_0\SIM | Unknown | E:\qiqilu\datasets\BioSR\transformed\MTs\test.txt | super-resolution with a scale factor of 2 | fixed COS-7 cell line | microtubule | mEmerald (GFP) | wide-field microscope with excitation numerical aperture of 1.35, detection numerical aperture of 1.3 | wide-field microscope | with excitation numerical aperture (NA) of 1.35, detection numerical aperture (NA) of 1.3 | 62.6 x 62.6 nm. nearest interpolation with a factor of 2 | linear structured illumination microscope with excitation numerical aperture of 1.35, detection numerical aperture of 1.3 | linear structured illumination microscope | with excitation numerical aperture (NA) of 1.35, detection numerical aperture (NA) of 1.3 | 31.3 x 31.3 nm
84 | biosr-mt-sr-7 |  | in | 2 | MT | sr | 2 | 1 | 15 | E:\qiqilu\datasets\BioSR\transformed\MTs\test\channel_0\WF_noise_level_7 | E:\qiqilu\datasets\BioSR\transformed\MTs\test\channel_0\SIM | Unknown | E:\qiqilu\datasets\BioSR\transformed\MTs\test.txt | super-resolution with a scale factor of 2 | fixed COS-7 cell line | microtubule | mEmerald (GFP) | wide-field microscope with excitation numerical aperture of 1.35, detection numerical aperture of 1.3 | wide-field microscope | with excitation numerical aperture (NA) of 1.35, detection numerical aperture (NA) of 1.3 | 62.6 x 62.6 nm. nearest interpolation with a factor of 2 | linear structured illumination microscope with excitation numerical aperture of 1.35, detection numerical aperture of 1.3 | linear structured illumination microscope | with excitation numerical aperture (NA) of 1.35, detection numerical aperture (NA) of 1.3 | 31.3 x 31.3 nm
85 | biosr-mt-sr-8 |  | in | 2 | MT | sr | 2 | 1 | 15 | E:\qiqilu\datasets\BioSR\transformed\MTs\test\channel_0\WF_noise_level_8 | E:\qiqilu\datasets\BioSR\transformed\MTs\test\channel_0\SIM | Unknown | E:\qiqilu\datasets\BioSR\transformed\MTs\test.txt | super-resolution with a scale factor of 2 | fixed COS-7 cell line | microtubule | mEmerald (GFP) | wide-field microscope with excitation numerical aperture of 1.35, detection numerical aperture of 1.3 | wide-field microscope | with excitation numerical aperture (NA) of 1.35, detection numerical aperture (NA) of 1.3 | 62.6 x 62.6 nm. nearest interpolation with a factor of 2 | linear structured illumination microscope with excitation numerical aperture of 1.35, detection numerical aperture of 1.3 | linear structured illumination microscope | with excitation numerical aperture (NA) of 1.35, detection numerical aperture (NA) of 1.3 | 31.3 x 31.3 nm
86 | biosr-mt-sr-9 |  | in | 2 | MT | sr | 2 | 1 | 15 | E:\qiqilu\datasets\BioSR\transformed\MTs\test\channel_0\WF_noise_level_9 | E:\qiqilu\datasets\BioSR\transformed\MTs\test\channel_0\SIM | Unknown | E:\qiqilu\datasets\BioSR\transformed\MTs\test.txt | super-resolution with a scale factor of 2 | fixed COS-7 cell line | microtubule | mEmerald (GFP) | wide-field microscope with excitation numerical aperture of 1.35, detection numerical aperture of 1.3 | wide-field microscope | with excitation numerical aperture (NA) of 1.35, detection numerical aperture (NA) of 1.3 | 62.6 x 62.6 nm. nearest interpolation with a factor of 2 | linear structured illumination microscope with excitation numerical aperture of 1.35, detection numerical aperture of 1.3 | linear structured illumination microscope | with excitation numerical aperture (NA) of 1.35, detection numerical aperture (NA) of 1.3 | 31.3 x 31.3 nm
87 | biosr-mt-dcv-1 |  | in | 2 | MT | dcv | 1 | -2 | 15 | E:\qiqilu\datasets\BioSR\transformed\MTs\test\channel_0\WF_noise_level_1 | E:\qiqilu\datasets\BioSR\transformed\MTs\test\channel_0\SIM | Unknown | E:\qiqilu\datasets\BioSR\transformed\MTs\test.txt | deconvolution | fixed COS-7 cell line | microtubule | mEmerald (GFP) | wide-field microscope with excitation numerical aperture of 1.35, detection numerical aperture of 1.3 | wide-field microscope | with excitation numerical aperture (NA) of 1.35, detection numerical aperture (NA) of 1.3 | 62.6 x 62.6 nm | linear structured illumination microscope with excitation numerical aperture of 1.35, detection numerical aperture of 1.3 | linear structured illumination microscope | with excitation numerical aperture (NA) of 1.35, detection numerical aperture (NA) of 1.3 | 62.6 x 62.6 nm
88 | biosr-mt-dcv-2 |  | in | 2 | MT | dcv | 1 | -2 | 15 | E:\qiqilu\datasets\BioSR\transformed\MTs\test\channel_0\WF_noise_level_2 | E:\qiqilu\datasets\BioSR\transformed\MTs\test\channel_0\SIM | Unknown | E:\qiqilu\datasets\BioSR\transformed\MTs\test.txt | deconvolution | fixed COS-7 cell line | microtubule | mEmerald (GFP) | wide-field microscope with excitation numerical aperture of 1.35, detection numerical aperture of 1.3 | wide-field microscope | with excitation numerical aperture (NA) of 1.35, detection numerical aperture (NA) of 1.3 | 62.6 x 62.6 nm | linear structured illumination microscope with excitation numerical aperture of 1.35, detection numerical aperture of 1.3 | linear structured illumination microscope | with excitation numerical aperture (NA) of 1.35, detection numerical aperture (NA) of 1.3 | 62.6 x 62.6 nm
89 | biosr-mt-dcv-3 |  | in | 2 | MT | dcv | 1 | -2 | 15 | E:\qiqilu\datasets\BioSR\transformed\MTs\test\channel_0\WF_noise_level_3 | E:\qiqilu\datasets\BioSR\transformed\MTs\test\channel_0\SIM | Unknown | E:\qiqilu\datasets\BioSR\transformed\MTs\test.txt | deconvolution | fixed COS-7 cell line | microtubule | mEmerald (GFP) | wide-field microscope with excitation numerical aperture of 1.35, detection numerical aperture of 1.3 | wide-field microscope | with excitation numerical aperture (NA) of 1.35, detection numerical aperture (NA) of 1.3 | 62.6 x 62.6 nm | linear structured illumination microscope with excitation numerical aperture of 1.35, detection numerical aperture of 1.3 | linear structured illumination microscope | with excitation numerical aperture (NA) of 1.35, detection numerical aperture (NA) of 1.3 | 62.6 x 62.6 nm
90 | biosr-mt-dcv-4 |  | in | 2 | MT | dcv | 1 | -2 | 15 | E:\qiqilu\datasets\BioSR\transformed\MTs\test\channel_0\WF_noise_level_4 | E:\qiqilu\datasets\BioSR\transformed\MTs\test\channel_0\SIM | Unknown | E:\qiqilu\datasets\BioSR\transformed\MTs\test.txt | deconvolution | fixed COS-7 cell line | microtubule | mEmerald (GFP) | wide-field microscope with excitation numerical aperture of 1.35, detection numerical aperture of 1.3 | wide-field microscope | with excitation numerical aperture (NA) of 1.35, detection numerical aperture (NA) of 1.3 | 62.6 x 62.6 nm | linear structured illumination microscope with excitation numerical aperture of 1.35, detection numerical aperture of 1.3 | linear structured illumination microscope | with excitation numerical aperture (NA) of 1.35, detection numerical aperture (NA) of 1.3 | 62.6 x 62.6 nm
91 | biosr-mt-dcv-5 |  | in | 2 | MT | dcv | 1 | -2 | 15 | E:\qiqilu\datasets\BioSR\transformed\MTs\test\channel_0\WF_noise_level_5 | E:\qiqilu\datasets\BioSR\transformed\MTs\test\channel_0\SIM | Unknown | E:\qiqilu\datasets\BioSR\transformed\MTs\test.txt | deconvolution | fixed COS-7 cell line | microtubule | mEmerald (GFP) | wide-field microscope with excitation numerical aperture of 1.35, detection numerical aperture of 1.3 | wide-field microscope | with excitation numerical aperture (NA) of 1.35, detection numerical aperture (NA) of 1.3 | 62.6 x 62.6 nm | linear structured illumination microscope with excitation numerical aperture of 1.35, detection numerical aperture of 1.3 | linear structured illumination microscope | with excitation numerical aperture (NA) of 1.35, detection numerical aperture (NA) of 1.3 | 62.6 x 62.6 nm
92 | biosr-mt-dcv-6 |  | in | 2 | MT | dcv | 1 | -2 | 15 | E:\qiqilu\datasets\BioSR\transformed\MTs\test\channel_0\WF_noise_level_6 | E:\qiqilu\datasets\BioSR\transformed\MTs\test\channel_0\SIM | Unknown | E:\qiqilu\datasets\BioSR\transformed\MTs\test.txt | deconvolution | fixed COS-7 cell line | microtubule | mEmerald (GFP) | wide-field microscope with excitation numerical aperture of 1.35, detection numerical aperture of 1.3 | wide-field microscope | with excitation numerical aperture (NA) of 1.35, detection numerical aperture (NA) of 1.3 | 62.6 x 62.6 nm | linear structured illumination microscope with excitation numerical aperture of 1.35, detection numerical aperture of 1.3 | linear structured illumination microscope | with excitation numerical aperture (NA) of 1.35, detection numerical aperture (NA) of 1.3 | 62.6 x 62.6 nm
93 | biosr-mt-dcv-7 |  | in | 2 | MT | dcv | 1 | -2 | 15 | E:\qiqilu\datasets\BioSR\transformed\MTs\test\channel_0\WF_noise_level_7 | E:\qiqilu\datasets\BioSR\transformed\MTs\test\channel_0\SIM | Unknown | E:\qiqilu\datasets\BioSR\transformed\MTs\test.txt | deconvolution | fixed COS-7 cell line | microtubule | mEmerald (GFP) | wide-field microscope with excitation numerical aperture of 1.35, detection numerical aperture of 1.3 | wide-field microscope | with excitation numerical aperture (NA) of 1.35, detection numerical aperture (NA) of 1.3 | 62.6 x 62.6 nm | linear structured illumination microscope with excitation numerical aperture of 1.35, detection numerical aperture of 1.3 | linear structured illumination microscope | with excitation numerical aperture (NA) of 1.35, detection numerical aperture (NA) of 1.3 | 62.6 x 62.6 nm
94 | biosr-mt-dcv-8 |  | in | 2 | MT | dcv | 1 | -2 | 15 | E:\qiqilu\datasets\BioSR\transformed\MTs\test\channel_0\WF_noise_level_8 | E:\qiqilu\datasets\BioSR\transformed\MTs\test\channel_0\SIM | Unknown | E:\qiqilu\datasets\BioSR\transformed\MTs\test.txt | deconvolution | fixed COS-7 cell line | microtubule | mEmerald (GFP) | wide-field microscope with excitation numerical aperture of 1.35, detection numerical aperture of 1.3 | wide-field microscope | with excitation numerical aperture (NA) of 1.35, detection numerical aperture (NA) of 1.3 | 62.6 x 62.6 nm | linear structured illumination microscope with excitation numerical aperture of 1.35, detection numerical aperture of 1.3 | linear structured illumination microscope | with excitation numerical aperture (NA) of 1.35, detection numerical aperture (NA) of 1.3 | 62.6 x 62.6 nm
95 | biosr-mt-dcv-9 |  | in | 2 | MT | dcv | 1 | -2 | 15 | E:\qiqilu\datasets\BioSR\transformed\MTs\test\channel_0\WF_noise_level_9 | E:\qiqilu\datasets\BioSR\transformed\MTs\test\channel_0\SIM | Unknown | E:\qiqilu\datasets\BioSR\transformed\MTs\test.txt | deconvolution | fixed COS-7 cell line | microtubule | mEmerald (GFP) | wide-field microscope with excitation numerical aperture of 1.35, detection numerical aperture of 1.3 | wide-field microscope | with excitation numerical aperture (NA) of 1.35, detection numerical aperture (NA) of 1.3 | 62.6 x 62.6 nm | linear structured illumination microscope with excitation numerical aperture of 1.35, detection numerical aperture of 1.3 | linear structured illumination microscope | with excitation numerical aperture (NA) of 1.35, detection numerical aperture (NA) of 1.3 | 62.6 x 62.6 nm
96 | biosr-mt-dn-1 |  | in | 2 | MT | dn | 1 | 1 | 15 | E:\qiqilu\datasets\BioSR\transformed\MTs\test\channel_0\WF_noise_level_1 | E:\qiqilu\datasets\BioSR\transformed\MTs\test\channel_0\WF_noise_level_9 | Unknown | E:\qiqilu\datasets\BioSR\transformed\MTs\test.txt | denoising | fixed COS-7 cell line | microtubule | mEmerald (GFP) | wide-field microscope with excitation numerical aperture of 1.35, detection numerical aperture of 1.3 | wide-field microscope | with excitation numerical aperture (NA) of 1.35, detection numerical aperture (NA) of 1.3 | 62.6 x 62.6 nm | wide-field microscope with excitation numerical aperture of 1.35, detection numerical aperture of 1.3 | wide-field microscope | with excitation numerical aperture (NA) of 1.35, detection numerical aperture (NA) of 1.3 | 62.6 x 62.6 nm
97 | biosr-mt-dn-2 |  | in | 2 | MT | dn | 1 | 1 | 15 | E:\qiqilu\datasets\BioSR\transformed\MTs\test\channel_0\WF_noise_level_2 | E:\qiqilu\datasets\BioSR\transformed\MTs\test\channel_0\WF_noise_level_9 | Unknown | E:\qiqilu\datasets\BioSR\transformed\MTs\test.txt | denoising | fixed COS-7 cell line | microtubule | mEmerald (GFP) | wide-field microscope with excitation numerical aperture of 1.35, detection numerical aperture of 1.3 | wide-field microscope | with excitation numerical aperture (NA) of 1.35, detection numerical aperture (NA) of 1.3 | 62.6 x 62.6 nm | wide-field microscope with excitation numerical aperture of 1.35, detection numerical aperture of 1.3 | wide-field microscope | with excitation numerical aperture (NA) of 1.35, detection numerical aperture (NA) of 1.3 | 62.6 x 62.6 nm
98 | biosr-mt-dn-3 |  | in | 2 | MT | dn | 1 | 1 | 15 | E:\qiqilu\datasets\BioSR\transformed\MTs\test\channel_0\WF_noise_level_3 | E:\qiqilu\datasets\BioSR\transformed\MTs\test\channel_0\WF_noise_level_9 | Unknown | E:\qiqilu\datasets\BioSR\transformed\MTs\test.txt | denoising | fixed COS-7 cell line | microtubule | mEmerald (GFP) | wide-field microscope with excitation numerical aperture of 1.35, detection numerical aperture of 1.3 | wide-field microscope | with excitation numerical aperture (NA) of 1.35, detection numerical aperture (NA) of 1.3 | 62.6 x 62.6 nm | wide-field microscope with excitation numerical aperture of 1.35, detection numerical aperture of 1.3 | wide-field microscope | with excitation numerical aperture (NA) of 1.35, detection numerical aperture (NA) of 1.3 | 62.6 x 62.6 nm
99 | biosr-mt-dn-4 |  | in | 2 | MT | dn | 1 | 1 | 15 | E:\qiqilu\datasets\BioSR\transformed\MTs\test\channel_0\WF_noise_level_4 | E:\qiqilu\datasets\BioSR\transformed\MTs\test\channel_0\WF_noise_level_9 | Unknown | E:\qiqilu\datasets\BioSR\transformed\MTs\test.txt | denoising | fixed COS-7 cell line | microtubule | mEmerald (GFP) | wide-field microscope with excitation numerical aperture of 1.35, detection numerical aperture of 1.3 | wide-field microscope | with excitation numerical aperture (NA) of 1.35, detection numerical aperture (NA) of 1.3 | 62.6 x 62.6 nm | wide-field microscope with excitation numerical aperture of 1.35, detection numerical aperture of 1.3 | wide-field microscope | with excitation numerical aperture (NA) of 1.35, detection numerical aperture (NA) of 1.3 | 62.6 x 62.6 nm
100 | biosr-mt-dn-5 |  | in | 2 | MT | dn | 1 | 1 | 15 | E:\qiqilu\datasets\BioSR\transformed\MTs\test\channel_0\WF_noise_level_5 | E:\qiqilu\datasets\BioSR\transformed\MTs\test\channel_0\WF_noise_level_9 | Unknown | E:\qiqilu\datasets\BioSR\transformed\MTs\test.txt | denoising | fixed COS-7 cell line | microtubule | mEmerald (GFP) | wide-field microscope with excitation numerical aperture of 1.35, detection numerical aperture of 1.3 | wide-field microscope | with excitation numerical aperture (NA) of 1.35, detection numerical aperture (NA) of 1.3 | 62.6 x 62.6 nm | wide-field microscope with excitation numerical aperture of 1.35, detection numerical aperture of 1.3 | wide-field microscope | with excitation numerical aperture (NA) of 1.35, detection numerical aperture (NA) of 1.3 | 62.6 x 62.6 nm
101 | biosr-mt-dn-6 |  | in | 2 | MT | dn | 1 | 1 | 15 | E:\qiqilu\datasets\BioSR\transformed\MTs\test\channel_0\WF_noise_level_6 | E:\qiqilu\datasets\BioSR\transformed\MTs\test\channel_0\WF_noise_level_9 | Unknown | E:\qiqilu\datasets\BioSR\transformed\MTs\test.txt | denoising | fixed COS-7 cell line | microtubule | mEmerald (GFP) | wide-field microscope with excitation numerical aperture of 1.35, detection numerical aperture of 1.3 | wide-field microscope | with excitation numerical aperture (NA) of 1.35, detection numerical aperture (NA) of 1.3 | 62.6 x 62.6 nm | wide-field microscope with excitation numerical aperture of 1.35, detection numerical aperture of 1.3 | wide-field microscope | with excitation numerical aperture (NA) of 1.35, detection numerical aperture (NA) of 1.3 | 62.6 x 62.6 nm
102 | biosr-mt-dn-7 |  | in | 2 | MT | dn | 1 | 1 | 15 | E:\qiqilu\datasets\BioSR\transformed\MTs\test\channel_0\WF_noise_level_7 | E:\qiqilu\datasets\BioSR\transformed\MTs\test\channel_0\WF_noise_level_9 | Unknown | E:\qiqilu\datasets\BioSR\transformed\MTs\test.txt | denoising | fixed COS-7 cell line | microtubule | mEmerald (GFP) | wide-field microscope with excitation numerical aperture of 1.35, detection numerical aperture of 1.3 | wide-field microscope | with excitation numerical aperture (NA) of 1.35, detection numerical aperture (NA) of 1.3 | 62.6 x 62.6 nm | wide-field microscope with excitation numerical aperture of 1.35, detection numerical aperture of 1.3 | wide-field microscope | with excitation numerical aperture (NA) of 1.35, detection numerical aperture (NA) of 1.3 | 62.6 x 62.6 nm
103 | biosr-mt-dn-8 |  | in | 2 | MT | dn | 1 | 1 | 15 | E:\qiqilu\datasets\BioSR\transformed\MTs\test\channel_0\WF_noise_level_8 | E:\qiqilu\datasets\BioSR\transformed\MTs\test\channel_0\WF_noise_level_9 | Unknown | E:\qiqilu\datasets\BioSR\transformed\MTs\test.txt | denoising | fixed COS-7 cell line | microtubule | mEmerald (GFP) | wide-field microscope with excitation numerical aperture of 1.35, detection numerical aperture of 1.3 | wide-field microscope | with excitation numerical aperture (NA) of 1.35, detection numerical aperture (NA) of 1.3 | 62.6 x 62.6 nm | wide-field microscope with excitation numerical aperture of 1.35, detection numerical aperture of 1.3 | wide-field microscope | with excitation numerical aperture (NA) of 1.35, detection numerical aperture (NA) of 1.3 | 62.6 x 62.6 nm
104 | biosr-actinnl-dcv-1 |  | in | 2 | F-actin | dcv | 1 | -3 | 15 | E:\qiqilu\datasets\BioSR\transformed\F_actin_nonlinear\test\channel_0\WF_noise_level_1 | E:\qiqilu\datasets\BioSR\transformed\F_actin_nonlinear\test\channel_0\SIM_nonlinear | Unknown | E:\qiqilu\datasets\BioSR\transformed\F_actin_nonlinear\test.txt | deconvolution | fixed COS-7 cell line | actin filament | mEmerald (GFP) | wide-field microscope with excitation numerical aperture of 1.41, detection numerical aperture of 1.3 | wide-field microscope | with excitation numerical aperture (NA) of 1.41, detection numerical aperture (NA) of 1.3 | 62.6 x 62.6 nm | non-linear structured illumination microscope with excitation numerical aperture of 1.41, detection numerical aperture of 1.3 | non-linear structured illumination microscope | with excitation numerical aperture (NA) of 1.41, detection numerical aperture (NA) of 1.3 | 62.6 x 62.6 nm
105 | biosr-actinnl-dcv-2 |  | in | 2 | F-actin | dcv | 1 | -3 | 15 | E:\qiqilu\datasets\BioSR\transformed\F_actin_nonlinear\test\channel_0\WF_noise_level_2 | E:\qiqilu\datasets\BioSR\transformed\F_actin_nonlinear\test\channel_0\SIM_nonlinear | Unknown | E:\qiqilu\datasets\BioSR\transformed\F_actin_nonlinear\test.txt | deconvolution | fixed COS-7 cell line | actin filament | mEmerald (GFP) | wide-field microscope with excitation numerical aperture of 1.41, detection numerical aperture of 1.3 | wide-field microscope | with excitation numerical aperture (NA) of 1.41, detection numerical aperture (NA) of 1.3 | 62.6 x 62.6 nm | non-linear structured illumination microscope with excitation numerical aperture of 1.41, detection numerical aperture of 1.3 | non-linear structured illumination microscope | with excitation numerical aperture (NA) of 1.41, detection numerical aperture (NA) of 1.3 | 62.6 x 62.6 nm
106 | biosr-actinnl-dcv-3 |  | in | 2 | F-actin | dcv | 1 | -3 | 15 | E:\qiqilu\datasets\BioSR\transformed\F_actin_nonlinear\test\channel_0\WF_noise_level_3 | E:\qiqilu\datasets\BioSR\transformed\F_actin_nonlinear\test\channel_0\SIM_nonlinear | Unknown | E:\qiqilu\datasets\BioSR\transformed\F_actin_nonlinear\test.txt | deconvolution | fixed COS-7 cell line | actin filament | mEmerald (GFP) | wide-field microscope with excitation numerical aperture of 1.41, detection numerical aperture of 1.3 | wide-field microscope | with excitation numerical aperture (NA) of 1.41, detection numerical aperture (NA) of 1.3 | 62.6 x 62.6 nm | non-linear structured illumination microscope with excitation numerical aperture of 1.41, detection numerical aperture of 1.3 | non-linear structured illumination microscope | with excitation numerical aperture (NA) of 1.41, detection numerical aperture (NA) of 1.3 | 62.6 x 62.6 nm
107 | biosr-actinnl-dcv-4 |  | in | 2 | F-actin | dcv | 1 | -3 | 15 | E:\qiqilu\datasets\BioSR\transformed\F_actin_nonlinear\test\channel_0\WF_noise_level_4 | E:\qiqilu\datasets\BioSR\transformed\F_actin_nonlinear\test\channel_0\SIM_nonlinear | Unknown | E:\qiqilu\datasets\BioSR\transformed\F_actin_nonlinear\test.txt | deconvolution | fixed COS-7 cell line | actin filament | mEmerald (GFP) | wide-field microscope with excitation numerical aperture of 1.41, detection numerical aperture of 1.3 | wide-field microscope | with excitation numerical aperture (NA) of 1.41, detection numerical aperture (NA) of 1.3 | 62.6 x 62.6 nm | non-linear structured illumination microscope with excitation numerical aperture of 1.41, detection numerical aperture of 1.3 | non-linear structured illumination microscope | with excitation numerical aperture (NA) of 1.41, detection numerical aperture (NA) of 1.3 | 62.6 x 62.6 nm
108 | biosr-actinnl-dcv-5 |  | in | 2 | F-actin | dcv | 1 | -3 | 15 | E:\qiqilu\datasets\BioSR\transformed\F_actin_nonlinear\test\channel_0\WF_noise_level_5 | E:\qiqilu\datasets\BioSR\transformed\F_actin_nonlinear\test\channel_0\SIM_nonlinear | Unknown | E:\qiqilu\datasets\BioSR\transformed\F_actin_nonlinear\test.txt | deconvolution | fixed COS-7 cell line | actin filament | mEmerald (GFP) | wide-field microscope with excitation numerical aperture of 1.41, detection numerical aperture of 1.3 | wide-field microscope | with excitation numerical aperture (NA) of 1.41, detection numerical aperture (NA) of 1.3 | 62.6 x 62.6 nm | non-linear structured illumination microscope with excitation numerical aperture of 1.41, detection numerical aperture of 1.3 | non-linear structured illumination microscope | with excitation numerical aperture (NA) of 1.41, detection numerical aperture (NA) of 1.3 | 62.6 x 62.6 nm
109 | biosr-actinnl-dcv-6 |  | in | 2 | F-actin | dcv | 1 | -3 | 15 | E:\qiqilu\datasets\BioSR\transformed\F_actin_nonlinear\test\channel_0\WF_noise_level_6 | E:\qiqilu\datasets\BioSR\transformed\F_actin_nonlinear\test\channel_0\SIM_nonlinear | Unknown | E:\qiqilu\datasets\BioSR\transformed\F_actin_nonlinear\test.txt | deconvolution | fixed COS-7 cell line | actin filament | mEmerald (GFP) | wide-field microscope with excitation numerical aperture of 1.41, detection numerical aperture of 1.3 | wide-field microscope | with excitation numerical aperture (NA) of 1.41, detection numerical aperture (NA) of 1.3 | 62.6 x 62.6 nm | non-linear structured illumination microscope with excitation numerical aperture of 1.41, detection numerical aperture of 1.3 | non-linear structured illumination microscope | with excitation numerical aperture (NA) of 1.41, detection numerical aperture (NA) of 1.3 | 62.6 x 62.6 nm
110 | biosr-actinnl-dcv-7 |  | in | 2 | F-actin | dcv | 1 | -3 | 15 | E:\qiqilu\datasets\BioSR\transformed\F_actin_nonlinear\test\channel_0\WF_noise_level_7 | E:\qiqilu\datasets\BioSR\transformed\F_actin_nonlinear\test\channel_0\SIM_nonlinear | Unknown | E:\qiqilu\datasets\BioSR\transformed\F_actin_nonlinear\test.txt | deconvolution | fixed COS-7 cell line | actin filament | mEmerald (GFP) | wide-field microscope with excitation numerical aperture of 1.41, detection numerical aperture of 1.3 | wide-field microscope | with excitation numerical aperture (NA) of 1.41, detection numerical aperture (NA) of 1.3 | 62.6 x 62.6 nm | non-linear structured illumination microscope with excitation numerical aperture of 1.41, detection numerical aperture of 1.3 | non-linear structured illumination microscope | with excitation numerical aperture (NA) of 1.41, detection numerical aperture (NA) of 1.3 | 62.6 x 62.6 nm
111 | biosr-actinnl-dcv-8 |  | in | 2 | F-actin | dcv | 1 | -3 | 15 | E:\qiqilu\datasets\BioSR\transformed\F_actin_nonlinear\test\channel_0\WF_noise_level_8 | E:\qiqilu\datasets\BioSR\transformed\F_actin_nonlinear\test\channel_0\SIM_nonlinear | Unknown | E:\qiqilu\datasets\BioSR\transformed\F_actin_nonlinear\test.txt | deconvolution | fixed COS-7 cell line | actin filament | mEmerald (GFP) | wide-field microscope with excitation numerical aperture of 1.41, detection numerical aperture of 1.3 | wide-field microscope | with excitation numerical aperture (NA) of 1.41, detection numerical aperture (NA) of 1.3 | 62.6 x 62.6 nm | non-linear structured illumination microscope with excitation numerical aperture of 1.41, detection numerical aperture of 1.3 | non-linear structured illumination microscope | with excitation numerical aperture (NA) of 1.41, detection numerical aperture (NA) of 1.3 | 62.6 x 62.6 nm
112 | biosr-actinnl-dcv-9 |  | in | 2 | F-actin | dcv | 1 | -3 | 15 | E:\qiqilu\datasets\BioSR\transformed\F_actin_nonlinear\test\channel_0\WF_noise_level_9 | E:\qiqilu\datasets\BioSR\transformed\F_actin_nonlinear\test\channel_0\SIM_nonlinear | Unknown | E:\qiqilu\datasets\BioSR\transformed\F_actin_nonlinear\test.txt | deconvolution | fixed COS-7 cell line | actin filament | mEmerald (GFP) | wide-field microscope with excitation numerical aperture of 1.41, detection numerical aperture of 1.3 | wide-field microscope | with excitation numerical aperture (NA) of 1.41, detection numerical aperture (NA) of 1.3 | 62.6 x 62.6 nm | non-linear structured illumination microscope with excitation numerical aperture of 1.41, detection numerical aperture of 1.3 | non-linear structured illumination microscope | with excitation numerical aperture (NA) of 1.41, detection numerical aperture (NA) of 1.3 | 62.6 x 62.6 nm
113 | biosr-actinnl-dn-1 |  | in | 2 | F-actin | dn | 1 | 1 | 15 | E:\qiqilu\datasets\BioSR\transformed\F_actin_nonlinear\test\channel_0\WF_noise_level_1 | E:\qiqilu\datasets\BioSR\transformed\F_actin_nonlinear\test\channel_0\WF_noise_level_9 | Unknown | E:\qiqilu\datasets\BioSR\transformed\F_actin_nonlinear\test.txt | denoising | fixed COS-7 cell line | actin filament | mEmerald (GFP) | wide-field microscope with excitation numerical aperture of 1.41, detection numerical aperture of 1.3 | wide-field microscope | with excitation numerical aperture (NA) of 1.41, detection numerical aperture (NA) of 1.3 | 62.6 x 62.6 nm | wide-field microscope with excitation numerical aperture of 1.41, detection numerical aperture of 1.3 | wide-field microscope | with excitation numerical aperture (NA) of 1.41, detection numerical aperture (NA) of 1.3 | 62.6 x 62.6 nm
114 | biosr-actinnl-dn-2 |  | in | 2 | F-actin | dn | 1 | 1 | 15 | E:\qiqilu\datasets\BioSR\transformed\F_actin_nonlinear\test\channel_0\WF_noise_level_2 | E:\qiqilu\datasets\BioSR\transformed\F_actin_nonlinear\test\channel_0\WF_noise_level_9 | Unknown | E:\qiqilu\datasets\BioSR\transformed\F_actin_nonlinear\test.txt | denoising | fixed COS-7 cell line | actin filament | mEmerald (GFP) | wide-field microscope with excitation numerical aperture of 1.41, detection numerical aperture of 1.3 | wide-field microscope | with excitation numerical aperture (NA) of 1.41, detection numerical aperture (NA) of 1.3 | 62.6 x 62.6 nm | wide-field microscope with excitation numerical aperture of 1.41, detection numerical aperture of 1.3 | wide-field microscope | with excitation numerical aperture (NA) of 1.41, detection numerical aperture (NA) of 1.3 | 62.6 x 62.6 nm
115 | biosr-actinnl-dn-3 |  | in | 2 | F-actin | dn | 1 | 1 | 15 | E:\qiqilu\datasets\BioSR\transformed\F_actin_nonlinear\test\channel_0\WF_noise_level_3 | E:\qiqilu\datasets\BioSR\transformed\F_actin_nonlinear\test\channel_0\WF_noise_level_9 | Unknown | E:\qiqilu\datasets\BioSR\transformed\F_actin_nonlinear\test.txt | denoising | fixed COS-7 cell line | actin filament | mEmerald (GFP) | wide-field microscope with excitation numerical aperture of 1.41, detection numerical aperture of 1.3 | wide-field microscope | with excitation numerical aperture (NA) of 1.41, detection numerical aperture (NA) of 1.3 | 62.6 x 62.6 nm | wide-field microscope with excitation numerical aperture of 1.41, detection numerical aperture of 1.3 | wide-field microscope | with excitation numerical aperture (NA) of 1.41, detection numerical aperture (NA) of 1.3 | 62.6 x 62.6 nm
116 | biosr-actinnl-dn-4 |  | in | 2 | F-actin | dn | 1 | 1 | 15 | E:\qiqilu\datasets\BioSR\transformed\F_actin_nonlinear\test\channel_0\WF_noise_level_4 | E:\qiqilu\datasets\BioSR\transformed\F_actin_nonlinear\test\channel_0\WF_noise_level_9 | Unknown | E:\qiqilu\datasets\BioSR\transformed\F_actin_nonlinear\test.txt | denoising | fixed COS-7 cell line | actin filament | mEmerald (GFP) | wide-field microscope with excitation numerical aperture of 1.41, detection numerical aperture of 1.3 | wide-field microscope | with excitation numerical aperture (NA) of 1.41, detection numerical aperture (NA) of 1.3 | 62.6 x 62.6 nm | wide-field microscope with excitation numerical aperture of 1.41, detection numerical aperture of 1.3 | wide-field microscope | with excitation numerical aperture (NA) of 1.41, detection numerical aperture (NA) of 1.3 | 62.6 x 62.6 nm
117 | biosr-actinnl-dn-5 |  | in | 2 | F-actin | dn | 1 | 1 | 15 | E:\qiqilu\datasets\BioSR\transformed\F_actin_nonlinear\test\channel_0\WF_noise_level_5 | E:\qiqilu\datasets\BioSR\transformed\F_actin_nonlinear\test\channel_0\WF_noise_level_9 | Unknown | E:\qiqilu\datasets\BioSR\transformed\F_actin_nonlinear\test.txt | denoising | fixed COS-7 cell line | actin filament | mEmerald (GFP) | wide-field microscope with excitation numerical aperture of 1.41, detection numerical aperture of 1.3 | wide-field microscope | with excitation numerical aperture (NA) of 1.41, detection numerical aperture (NA) of 1.3 | 62.6 x 62.6 nm | wide-field microscope with excitation numerical aperture of 1.41, detection numerical aperture of 1.3 | wide-field microscope | with excitation numerical aperture (NA) of 1.41, detection numerical aperture (NA) of 1.3 | 62.6 x 62.6 nm
118 | biosr-actinnl-dn-6 |  | in | 2 | F-actin | dn | 1 | 1 | 15 | E:\qiqilu\datasets\BioSR\transformed\F_actin_nonlinear\test\channel_0\WF_noise_level_6 | E:\qiqilu\datasets\BioSR\transformed\F_actin_nonlinear\test\channel_0\WF_noise_level_9 | Unknown | E:\qiqilu\datasets\BioSR\transformed\F_actin_nonlinear\test.txt | denoising | fixed COS-7 cell line | actin filament | mEmerald (GFP) | wide-field microscope with excitation numerical aperture of 1.41, detection numerical aperture of 1.3 | wide-field microscope | with excitation numerical aperture (NA) of 1.41, detection numerical aperture (NA) of 1.3 | 62.6 x 62.6 nm | wide-field microscope with excitation numerical aperture of 1.41, detection numerical aperture of 1.3 | wide-field microscope | with excitation numerical aperture (NA) of 1.41, detection numerical aperture (NA) of 1.3 | 62.6 x 62.6 nm
119 | biosr-actinnl-dn-7 |  | in | 2 | F-actin | dn | 1 | 1 | 15 | E:\qiqilu\datasets\BioSR\transformed\F_actin_nonlinear\test\channel_0\WF_noise_level_7 | E:\qiqilu\datasets\BioSR\transformed\F_actin_nonlinear\test\channel_0\WF_noise_level_9 | Unknown | E:\qiqilu\datasets\BioSR\transformed\F_actin_nonlinear\test.txt | denoising | fixed COS-7 cell line | actin filament | mEmerald (GFP) | wide-field microscope with excitation numerical aperture of 1.41, detection numerical aperture of 1.3 | wide-field microscope | with excitation numerical aperture (NA) of 1.41, detection numerical aperture (NA) of 1.3 | 62.6 x 62.6 nm | wide-field microscope with excitation numerical aperture of 1.41, detection numerical aperture of 1.3 | wide-field microscope | with excitation numerical aperture (NA) of 1.41, detection numerical aperture (NA) of 1.3 | 62.6 x 62.6 nm
120 | biosr-actinnl-dn-8 |  | in | 2 | F-actin | dn | 1 | 1 | 15 | E:\qiqilu\datasets\BioSR\transformed\F_actin_nonlinear\test\channel_0\WF_noise_level_8 | E:\qiqilu\datasets\BioSR\transformed\F_actin_nonlinear\test\channel_0\WF_noise_level_9 | Unknown | E:\qiqilu\datasets\BioSR\transformed\F_actin_nonlinear\test.txt | denoising | fixed COS-7 cell line | actin filament | mEmerald (GFP) | wide-field microscope with excitation numerical aperture of 1.41, detection numerical aperture of 1.3 | wide-field microscope | with excitation numerical aperture (NA) of 1.41, detection numerical aperture (NA) of 1.3 | 62.6 x 62.6 nm | wide-field microscope with excitation numerical aperture of 1.41, detection numerical aperture of 1.3 | wide-field microscope | with excitation numerical aperture (NA) of 1.41, detection numerical aperture (NA) of 1.3 | 62.6 x 62.6 nm
121 | biosr+-ccp-dn-1 |  | in | 2 | CCP | dn | 1 | 1 | 18 | E:\qiqilu\datasets\BioSR+\transformed\CCPs\test\channel_0\WF_noise_level_1 | E:\qiqilu\datasets\BioSR+\transformed\CCPs\test\channel_0\SIM_ave_1 | Unknown | E:\qiqilu\datasets\BioSR+\transformed\CCPs\test.txt | denoising | fixed COS-7 cell line | clathrin-coated pits | mEmerald (GFP) | wide-field microscope with excitation numerical aperture of 1.41, detection numerical aperture of 1.35 | wide-field microscope | with excitation numerical aperture (NA) of 1.41, detection numerical aperture (NA) of 1.35 | 62.6 x 62.6 nm | wide-field microscope with excitation numerical aperture of 1.41, detection numerical aperture of 1.35 | wide-field microscope | with excitation numerical aperture (NA) of 1.41, detection numerical aperture (NA) of 1.35 | 62.6 x 62.6 nm
122 | biosr+-ccp-dn-2 |  | in | 2 | CCP | dn | 1 | 1 | 18 | E:\qiqilu\datasets\BioSR+\transformed\CCPs\test\channel_0\WF_noise_level_2 | E:\qiqilu\datasets\BioSR+\transformed\CCPs\test\channel_0\SIM_ave_2 | Unknown | E:\qiqilu\datasets\BioSR+\transformed\CCPs\test.txt | denoising | fixed COS-7 cell line | clathrin-coated pits | mEmerald (GFP) | wide-field microscope with excitation numerical aperture of 1.41, detection numerical aperture of 1.35 | wide-field microscope | with excitation numerical aperture (NA) of 1.41, detection numerical aperture (NA) of 1.35 | 62.6 x 62.6 nm | wide-field microscope with excitation numerical aperture of 1.41, detection numerical aperture of 1.35 | wide-field microscope | with excitation numerical aperture (NA) of 1.41, detection numerical aperture (NA) of 1.35 | 62.6 x 62.6 nm
123 | biosr+-ccp-dn-3 |  | in | 2 | CCP | dn | 1 | 1 | 18 | E:\qiqilu\datasets\BioSR+\transformed\CCPs\test\channel_0\WF_noise_level_3 | E:\qiqilu\datasets\BioSR+\transformed\CCPs\test\channel_0\SIM_ave_3 | Unknown | E:\qiqilu\datasets\BioSR+\transformed\CCPs\test.txt | denoising | fixed COS-7 cell line | clathrin-coated pits | mEmerald (GFP) | wide-field microscope with excitation numerical aperture of 1.41, detection numerical aperture of 1.35 | wide-field microscope | with excitation numerical aperture (NA) of 1.41, detection numerical aperture (NA) of 1.35 | 62.6 x 62.6 nm | wide-field microscope with excitation numerical aperture of 1.41, detection numerical aperture of 1.35 | wide-field microscope | with excitation numerical aperture (NA) of 1.41, detection numerical aperture (NA) of 1.35 | 62.6 x 62.6 nm
124 | biosr+-ccp-dn-4 |  | in | 2 | CCP | dn | 1 | 1 | 18 | E:\qiqilu\datasets\BioSR+\transformed\CCPs\test\channel_0\WF_noise_level_4 | E:\qiqilu\datasets\BioSR+\transformed\CCPs\test\channel_0\SIM_ave_4 | Unknown | E:\qiqilu\datasets\BioSR+\transformed\CCPs\test.txt | denoising | fixed COS-7 cell line | clathrin-coated pits | mEmerald (GFP) | wide-field microscope with excitation numerical aperture of 1.41, detection numerical aperture of 1.35 | wide-field microscope | with excitation numerical aperture (NA) of 1.41, detection numerical aperture (NA) of 1.35 | 62.6 x 62.6 nm | wide-field microscope with excitation numerical aperture of 1.41, detection numerical aperture of 1.35 | wide-field microscope | with excitation numerical aperture (NA) of 1.41, detection numerical aperture (NA) of 1.35 | 62.6 x 62.6 nm
125 | biosr+-ccp-dn-5 |  | in | 2 | CCP | dn | 1 | 1 | 18 | E:\qiqilu\datasets\BioSR+\transformed\CCPs\test\channel_0\WF_noise_level_5 | E:\qiqilu\datasets\BioSR+\transformed\CCPs\test\channel_0\SIM_ave_5 | Unknown | E:\qiqilu\datasets\BioSR+\transformed\CCPs\test.txt | denoising | fixed COS-7 cell line | clathrin-coated pits | mEmerald (GFP) | wide-field microscope with excitation numerical aperture of 1.41, detection numerical aperture of 1.35 | wide-field microscope | with excitation numerical aperture (NA) of 1.41, detection numerical aperture (NA) of 1.35 | 62.6 x 62.6 nm | wide-field microscope with excitation numerical aperture of 1.41, detection numerical aperture of 1.35 | wide-field microscope | with excitation numerical aperture (NA) of 1.41, detection numerical aperture (NA) of 1.35 | 62.6 x 62.6 nm
126 | biosr+-ccp-dn-6 |  | in | 2 | CCP | dn | 1 | 1 | 18 | E:\qiqilu\datasets\BioSR+\transformed\CCPs\test\channel_0\WF_noise_level_6 | E:\qiqilu\datasets\BioSR+\transformed\CCPs\test\channel_0\SIM_ave_6 | Unknown | E:\qiqilu\datasets\BioSR+\transformed\CCPs\test.txt | denoising | fixed COS-7 cell line | clathrin-coated pits | mEmerald (GFP) | wide-field microscope with excitation numerical aperture of 1.41, detection numerical aperture of 1.35 | wide-field microscope | with excitation numerical aperture (NA) of 1.41, detection numerical aperture (NA) of 1.35 | 62.6 x 62.6 nm | wide-field microscope with excitation numerical aperture of 1.41, detection numerical aperture of 1.35 | wide-field microscope | with excitation numerical aperture (NA) of 1.41, detection numerical aperture (NA) of 1.35 | 62.6 x 62.6 nm
127 | biosr+-ccp-dn-7 |  | in | 2 | CCP | dn | 1 | 1 | 18 | E:\qiqilu\datasets\BioSR+\transformed\CCPs\test\channel_0\WF_noise_level_7 | E:\qiqilu\datasets\BioSR+\transformed\CCPs\test\channel_0\SIM_ave_7 | Unknown | E:\qiqilu\datasets\BioSR+\transformed\CCPs\test.txt | denoising | fixed COS-7 cell line | clathrin-coated pits | mEmerald (GFP) | wide-field microscope with excitation numerical aperture of 1.41, detection numerical aperture of 1.35 | wide-field microscope | with excitation numerical aperture (NA) of 1.41, detection numerical aperture (NA) of 1.35 | 62.6 x 62.6 nm | wide-field microscope with excitation numerical aperture of 1.41, detection numerical aperture of 1.35 | wide-field microscope | with excitation numerical aperture (NA) of 1.41, detection numerical aperture (NA) of 1.35 | 62.6 x 62.6 nm
128 | biosr+-ccp-dn-8 |  | in | 2 | CCP | dn | 1 | 1 | 18 | E:\qiqilu\datasets\BioSR+\transformed\CCPs\test\channel_0\WF_noise_level_8 | E:\qiqilu\datasets\BioSR+\transformed\CCPs\test\channel_0\SIM_ave_8 | Unknown | E:\qiqilu\datasets\BioSR+\transformed\CCPs\test.txt | denoising | fixed COS-7 cell line | clathrin-coated pits | mEmerald (GFP) | wide-field microscope with excitation numerical aperture of 1.41, detection numerical aperture of 1.35 | wide-field microscope | with excitation numerical aperture (NA) of 1.41, detection numerical aperture (NA) of 1.35 | 62.6 x 62.6 nm | wide-field microscope with excitation numerical aperture of 1.41, detection numerical aperture of 1.35 | wide-field microscope | with excitation numerical aperture (NA) of 1.41, detection numerical aperture (NA) of 1.35 | 62.6 x 62.6 nm
129 | biosr+-er-dn-1 |  | in | 2 | ER | dn | 1 | 1 | 17 | E:\qiqilu\datasets\BioSR+\transformed\ER\test\channel_0\WF_noise_level_1 | E:\qiqilu\datasets\BioSR+\transformed\ER\test\channel_0\SIM_ave_1 | Unknown | E:\qiqilu\datasets\BioSR+\transformed\ER\test.txt | denoising | fixed COS-7 cell line | endoplasmic reticulum | mEmerald (GFP) | wide-field microscope with excitation numerical aperture of 1.35, detection numerical aperture of 1.35 | wide-field microscope | with excitation numerical aperture (NA) of 1.35, detection numerical aperture (NA) of 1.35 | 62.6 x 62.6 nm | wide-field microscope with excitation numerical aperture of 1.35, detection numerical aperture of 1.35 | wide-field microscope | with excitation numerical aperture (NA) of 1.35, detection numerical aperture (NA) of 1.35 | 62.6 x 62.6 nm
130 | biosr+-er-dn-2 |  | in | 2 | ER | dn | 1 | 1 | 17 | E:\qiqilu\datasets\BioSR+\transformed\ER\test\channel_0\WF_noise_level_2 | E:\qiqilu\datasets\BioSR+\transformed\ER\test\channel_0\SIM_ave_2 | Unknown | E:\qiqilu\datasets\BioSR+\transformed\ER\test.txt | denoising | fixed COS-7 cell line | endoplasmic reticulum | mEmerald (GFP) | wide-field microscope with excitation numerical aperture of 1.35, detection numerical aperture of 1.35 | wide-field microscope | with excitation numerical aperture (NA) of 1.35, detection numerical aperture (NA) of 1.35 | 62.6 x 62.6 nm | wide-field microscope with excitation numerical aperture of 1.35, detection numerical aperture of 1.35 | wide-field microscope | with excitation numerical aperture (NA) of 1.35, detection numerical aperture (NA) of 1.35 | 62.6 x 62.6 nm
131 | biosr+-er-dn-3 |  | in | 2 | ER | dn | 1 | 1 | 17 | E:\qiqilu\datasets\BioSR+\transformed\ER\test\channel_0\WF_noise_level_3 | E:\qiqilu\datasets\BioSR+\transformed\ER\test\channel_0\SIM_ave_3 | Unknown | E:\qiqilu\datasets\BioSR+\transformed\ER\test.txt | denoising | fixed COS-7 cell line | endoplasmic reticulum | mEmerald (GFP) | wide-field microscope with excitation numerical aperture of 1.35, detection numerical aperture of 1.35 | wide-field microscope | with excitation numerical aperture (NA) of 1.35, detection numerical aperture (NA) of 1.35 | 62.6 x 62.6 nm | wide-field microscope with excitation numerical aperture of 1.35, detection numerical aperture of 1.35 | wide-field microscope | with excitation numerical aperture (NA) of 1.35, detection numerical aperture (NA) of 1.35 | 62.6 x 62.6 nm
132 | biosr+-er-dn-4 |  | in | 2 | ER | dn | 1 | 1 | 17 | E:\qiqilu\datasets\BioSR+\transformed\ER\test\channel_0\WF_noise_level_4 | E:\qiqilu\datasets\BioSR+\transformed\ER\test\channel_0\SIM_ave_4 | Unknown | E:\qiqilu\datasets\BioSR+\transformed\ER\test.txt | denoising | fixed COS-7 cell line | endoplasmic reticulum | mEmerald (GFP) | wide-field microscope with excitation numerical aperture of 1.35, detection numerical aperture of 1.35 | wide-field microscope | with excitation numerical aperture (NA) of 1.35, detection numerical aperture (NA) of 1.35 | 62.6 x 62.6 nm | wide-field microscope with excitation numerical aperture of 1.35, detection numerical aperture of 1.35 | wide-field microscope | with excitation numerical aperture (NA) of 1.35, detection numerical aperture (NA) of 1.35 | 62.6 x 62.6 nm
133 | biosr+-er-dn-5 |  | in | 2 | ER | dn | 1 | 1 | 17 | E:\qiqilu\datasets\BioSR+\transformed\ER\test\channel_0\WF_noise_level_5 | E:\qiqilu\datasets\BioSR+\transformed\ER\test\channel_0\SIM_ave_5 | Unknown | E:\qiqilu\datasets\BioSR+\transformed\ER\test.txt | denoising | fixed COS-7 cell line | endoplasmic reticulum | mEmerald (GFP) | wide-field microscope with excitation numerical aperture of 1.35, detection numerical aperture of 1.35 | wide-field microscope | with excitation numerical aperture (NA) of 1.35, detection numerical aperture (NA) of 1.35 | 62.6 x 62.6 nm | wide-field microscope with excitation numerical aperture of 1.35, detection numerical aperture of 1.35 | wide-field microscope | with excitation numerical aperture (NA) of 1.35, detection numerical aperture (NA) of 1.35 | 62.6 x 62.6 nm
134 | biosr+-er-dn-6 |  | in | 2 | ER | dn | 1 | 1 | 17 | E:\qiqilu\datasets\BioSR+\transformed\ER\test\channel_0\WF_noise_level_6 | E:\qiqilu\datasets\BioSR+\transformed\ER\test\channel_0\SIM_ave_6 | Unknown | E:\qiqilu\datasets\BioSR+\transformed\ER\test.txt | denoising | fixed COS-7 cell line | endoplasmic reticulum | mEmerald (GFP) | wide-field microscope with excitation numerical aperture of 1.35, detection numerical aperture of 1.35 | wide-field microscope | with excitation numerical aperture (NA) of 1.35, detection numerical aperture (NA) of 1.35 | 62.6 x 62.6 nm | wide-field microscope with excitation numerical aperture of 1.35, detection numerical aperture of 1.35 | wide-field microscope | with excitation numerical aperture (NA) of 1.35, detection numerical aperture (NA) of 1.35 | 62.6 x 62.6 nm
135 | biosr+-actin-dn-1 |  | in | 2 | F-actin | dn | 1 | 1 | 11 | E:\qiqilu\datasets\BioSR+\transformed\F-actin\test\channel_0\WF_noise_level_1 | E:\qiqilu\datasets\BioSR+\transformed\F-actin\test\channel_0\SIM_ave_1 | Unknown | E:\qiqilu\datasets\BioSR+\transformed\F-actin\test.txt | denoising | fixed COS-7 cell line | actin filament | mEmerald (GFP) | wide-field microscope with excitation numerical aperture of 1.41, detection numerical aperture of 1.35 | wide-field microscope | with excitation numerical aperture (NA) of 1.41, detection numerical aperture (NA) of 1.35 | 62.6 x 62.6 nm | wide-field microscope with excitation numerical aperture of 1.41, detection numerical aperture of 1.35 | wide-field microscope | with excitation numerical aperture (NA) of 1.41, detection numerical aperture (NA) of 1.35 | 62.6 x 62.6 nm
136 | biosr+-actin-dn-2 |  | in | 2 | F-actin | dn | 1 | 1 | 11 | E:\qiqilu\datasets\BioSR+\transformed\F-actin\test\channel_0\WF_noise_level_2 | E:\qiqilu\datasets\BioSR+\transformed\F-actin\test\channel_0\SIM_ave_2 | Unknown | E:\qiqilu\datasets\BioSR+\transformed\F-actin\test.txt | denoising | fixed COS-7 cell line | actin filament | mEmerald (GFP) | wide-field microscope with excitation numerical aperture of 1.41, detection numerical aperture of 1.35 | wide-field microscope | with excitation numerical aperture (NA) of 1.41, detection numerical aperture (NA) of 1.35 | 62.6 x 62.6 nm | wide-field microscope with excitation numerical aperture of 1.41, detection numerical aperture of 1.35 | wide-field microscope | with excitation numerical aperture (NA) of 1.41, detection numerical aperture (NA) of 1.35 | 62.6 x 62.6 nm
137 | biosr+-actin-dn-3 |  | in | 2 | F-actin | dn | 1 | 1 | 11 | E:\qiqilu\datasets\BioSR+\transformed\F-actin\test\channel_0\WF_noise_level_3 | E:\qiqilu\datasets\BioSR+\transformed\F-actin\test\channel_0\SIM_ave_3 | Unknown | E:\qiqilu\datasets\BioSR+\transformed\F-actin\test.txt | denoising | fixed COS-7 cell line | actin filament | mEmerald (GFP) | wide-field microscope with excitation numerical aperture of 1.41, detection numerical aperture of 1.35 | wide-field microscope | with excitation numerical aperture (NA) of 1.41, detection numerical aperture (NA) of 1.35 | 62.6 x 62.6 nm | wide-field microscope with excitation numerical aperture of 1.41, detection numerical aperture of 1.35 | wide-field microscope | with excitation numerical aperture (NA) of 1.41, detection numerical aperture (NA) of 1.35 | 62.6 x 62.6 nm
138 | biosr+-actin-dn-4 |  | in | 2 | F-actin | dn | 1 | 1 | 11 | E:\qiqilu\datasets\BioSR+\transformed\F-actin\test\channel_0\WF_noise_level_4 | E:\qiqilu\datasets\BioSR+\transformed\F-actin\test\channel_0\SIM_ave_4 | Unknown | E:\qiqilu\datasets\BioSR+\transformed\F-actin\test.txt | denoising | fixed COS-7 cell line | actin filament | mEmerald (GFP) | wide-field microscope with excitation numerical aperture of 1.41, detection numerical aperture of 1.35 | wide-field microscope | with excitation numerical aperture (NA) of 1.41, detection numerical aperture (NA) of 1.35 | 62.6 x 62.6 nm | wide-field microscope with excitation numerical aperture of 1.41, detection numerical aperture of 1.35 | wide-field microscope | with excitation numerical aperture (NA) of 1.41, detection numerical aperture (NA) of 1.35 | 62.6 x 62.6 nm
139 | biosr+-actin-dn-5 |  | in | 2 | F-actin | dn | 1 | 1 | 11 | E:\qiqilu\datasets\BioSR+\transformed\F-actin\test\channel_0\WF_noise_level_5 | E:\qiqilu\datasets\BioSR+\transformed\F-actin\test\channel_0\SIM_ave_5 | Unknown | E:\qiqilu\datasets\BioSR+\transformed\F-actin\test.txt | denoising | fixed COS-7 cell line | actin filament | mEmerald (GFP) | wide-field microscope with excitation numerical aperture of 1.41, detection numerical aperture of 1.35 | wide-field microscope | with excitation numerical aperture (NA) of 1.41, detection numerical aperture (NA) of 1.35 | 62.6 x 62.6 nm | wide-field microscope with excitation numerical aperture of 1.41, detection numerical aperture of 1.35 | wide-field microscope | with excitation numerical aperture (NA) of 1.41, detection numerical aperture (NA) of 1.35 | 62.6 x 62.6 nm
140 | biosr+-actin-dn-6 |  | in | 2 | F-actin | dn | 1 | 1 | 11 | E:\qiqilu\datasets\BioSR+\transformed\F-actin\test\channel_0\WF_noise_level_6 | E:\qiqilu\datasets\BioSR+\transformed\F-actin\test\channel_0\SIM_ave_6 | Unknown | E:\qiqilu\datasets\BioSR+\transformed\F-actin\test.txt | denoising | fixed COS-7 cell line | actin filament | mEmerald (GFP) | wide-field microscope with excitation numerical aperture of 1.41, detection numerical aperture of 1.35 | wide-field microscope | with excitation numerical aperture (NA) of 1.41, detection numerical aperture (NA) of 1.35 | 62.6 x 62.6 nm | wide-field microscope with excitation numerical aperture of 1.41, detection numerical aperture of 1.35 | wide-field microscope | with excitation numerical aperture (NA) of 1.41, detection numerical aperture (NA) of 1.35 | 62.6 x 62.6 nm
141 | biosr+-actin-dn-7 |  | in | 2 | F-actin | dn | 1 | 1 | 11 | E:\qiqilu\datasets\BioSR+\transformed\F-actin\test\channel_0\WF_noise_level_7 | E:\qiqilu\datasets\BioSR+\transformed\F-actin\test\channel_0\SIM_ave_7 | Unknown | E:\qiqilu\datasets\BioSR+\transformed\F-actin\test.txt | denoising | fixed COS-7 cell line | actin filament | mEmerald (GFP) | wide-field microscope with excitation numerical aperture of 1.41, detection numerical aperture of 1.35 | wide-field microscope | with excitation numerical aperture (NA) of 1.41, detection numerical aperture (NA) of 1.35 | 62.6 x 62.6 nm | wide-field microscope with excitation numerical aperture of 1.41, detection numerical aperture of 1.35 | wide-field microscope | with excitation numerical aperture (NA) of 1.41, detection numerical aperture (NA) of 1.35 | 62.6 x 62.6 nm
142 | biosr+-actin-dn-8 |  | in | 2 | F-actin | dn | 1 | 1 | 11 | E:\qiqilu\datasets\BioSR+\transformed\F-actin\test\channel_0\WF_noise_level_8 | E:\qiqilu\datasets\BioSR+\transformed\F-actin\test\channel_0\SIM_ave_8 | Unknown | E:\qiqilu\datasets\BioSR+\transformed\F-actin\test.txt | denoising | fixed COS-7 cell line | actin filament | mEmerald (GFP) | wide-field microscope with excitation numerical aperture of 1.41, detection numerical aperture of 1.35 | wide-field microscope | with excitation numerical aperture (NA) of 1.41, detection numerical aperture (NA) of 1.35 | 62.6 x 62.6 nm | wide-field microscope with excitation numerical aperture of 1.41, detection numerical aperture of 1.35 | wide-field microscope | with excitation numerical aperture (NA) of 1.41, detection numerical aperture (NA) of 1.35 | 62.6 x 62.6 nm
143 | biosr+-actin-dn-9 |  | in | 2 | F-actin | dn | 1 | 1 | 11 | E:\qiqilu\datasets\BioSR+\transformed\F-actin\test\channel_0\WF_noise_level_9 | E:\qiqilu\datasets\BioSR+\transformed\F-actin\test\channel_0\SIM_ave_9 | Unknown | E:\qiqilu\datasets\BioSR+\transformed\F-actin\test.txt | denoising | fixed COS-7 cell line | actin filament | mEmerald (GFP) | wide-field microscope with excitation numerical aperture of 1.41, detection numerical aperture of 1.35 | wide-field microscope | with excitation numerical aperture (NA) of 1.41, detection numerical aperture (NA) of 1.35 | 62.6 x 62.6 nm | wide-field microscope with excitation numerical aperture of 1.41, detection numerical aperture of 1.35 | wide-field microscope | with excitation numerical aperture (NA) of 1.41, detection numerical aperture (NA) of 1.35 | 62.6 x 62.6 nm
144 | biosr+-actin-dn-10 |  | in | 2 | F-actin | dn | 1 | 1 | 11 | E:\qiqilu\datasets\BioSR+\transformed\F-actin\test\channel_0\WF_noise_level_10 | E:\qiqilu\datasets\BioSR+\transformed\F-actin\test\channel_0\SIM_ave_10 | Unknown | E:\qiqilu\datasets\BioSR+\transformed\F-actin\test.txt | denoising | fixed COS-7 cell line | actin filament | mEmerald (GFP) | wide-field microscope with excitation numerical aperture of 1.41, detection numerical aperture of 1.35 | wide-field microscope | with excitation numerical aperture (NA) of 1.41, detection numerical aperture (NA) of 1.35 | 62.6 x 62.6 nm | wide-field microscope with excitation numerical aperture of 1.41, detection numerical aperture of 1.35 | wide-field microscope | with excitation numerical aperture (NA) of 1.41, detection numerical aperture (NA) of 1.35 | 62.6 x 62.6 nm
145 | biosr+-actin-dn-11 |  | in | 2 | F-actin | dn | 1 | 1 | 11 | E:\qiqilu\datasets\BioSR+\transformed\F-actin\test\channel_0\WF_noise_level_11 | E:\qiqilu\datasets\BioSR+\transformed\F-actin\test\channel_0\SIM_ave_11 | Unknown | E:\qiqilu\datasets\BioSR+\transformed\F-actin\test.txt | denoising | fixed COS-7 cell line | actin filament | mEmerald (GFP) | wide-field microscope with excitation numerical aperture of 1.41, detection numerical aperture of 1.35 | wide-field microscope | with excitation numerical aperture (NA) of 1.41, detection numerical aperture (NA) of 1.35 | 62.6 x 62.6 nm | wide-field microscope with excitation numerical aperture of 1.41, detection numerical aperture of 1.35 | wide-field microscope | with excitation numerical aperture (NA) of 1.41, detection numerical aperture (NA) of 1.35 | 62.6 x 62.6 nm
146 | biosr+-mt-dn-1 |  | in | 2 | MT | dn | 1 | 1 | 18 | E:\qiqilu\datasets\BioSR+\transformed\Microtubules\test\channel_0\WF_noise_level_1 | E:\qiqilu\datasets\BioSR+\transformed\Microtubules\test\channel_0\SIM_ave_1 | Unknown | E:\qiqilu\datasets\BioSR+\transformed\Microtubules\test.txt | denoising | fixed COS-7 cell line | microtubule | mEmerald (GFP) | wide-field microscope with excitation numerical aperture of 1.35, detection numerical aperture of 1.35 | wide-field microscope | with excitation numerical aperture (NA) of 1.35, detection numerical aperture (NA) of 1.35 | 62.6 x 62.6 nm | wide-field microscope with excitation numerical aperture of 1.35, detection numerical aperture of 1.35 | wide-field microscope | with excitation numerical aperture (NA) of 1.35, detection numerical aperture (NA) of 1.35 | 62.6 x 62.6 nm
147 | biosr+-mt-dn-2 |  | in | 2 | MT | dn | 1 | 1 | 18 | E:\qiqilu\datasets\BioSR+\transformed\Microtubules\test\channel_0\WF_noise_level_2 | E:\qiqilu\datasets\BioSR+\transformed\Microtubules\test\channel_0\SIM_ave_2 | Unknown | E:\qiqilu\datasets\BioSR+\transformed\Microtubules\test.txt | denoising | fixed COS-7 cell line | microtubule | mEmerald (GFP) | wide-field microscope with excitation numerical aperture of 1.35, detection numerical aperture of 1.35 | wide-field microscope | with excitation numerical aperture (NA) of 1.35, detection numerical aperture (NA) of 1.35 | 62.6 x 62.6 nm | wide-field microscope with excitation numerical aperture of 1.35, detection numerical aperture of 1.35 | wide-field microscope | with excitation numerical aperture (NA) of 1.35, detection numerical aperture (NA) of 1.35 | 62.6 x 62.6 nm
148 | biosr+-mt-dn-3 |  | in | 2 | MT | dn | 1 | 1 | 18 | E:\qiqilu\datasets\BioSR+\transformed\Microtubules\test\channel_0\WF_noise_level_3 | E:\qiqilu\datasets\BioSR+\transformed\Microtubules\test\channel_0\SIM_ave_3 | Unknown | E:\qiqilu\datasets\BioSR+\transformed\Microtubules\test.txt | denoising | fixed COS-7 cell line | microtubule | mEmerald (GFP) | wide-field microscope with excitation numerical aperture of 1.35, detection numerical aperture of 1.35 | wide-field microscope | with excitation numerical aperture (NA) of 1.35, detection numerical aperture (NA) of 1.35 | 62.6 x 62.6 nm | wide-field microscope with excitation numerical aperture of 1.35, detection numerical aperture of 1.35 | wide-field microscope | with excitation numerical aperture (NA) of 1.35, detection numerical aperture (NA) of 1.35 | 62.6 x 62.6 nm
149 | biosr+-mt-dn-4 |  | in | 2 | MT | dn | 1 | 1 | 18 | E:\qiqilu\datasets\BioSR+\transformed\Microtubules\test\channel_0\WF_noise_level_4 | E:\qiqilu\datasets\BioSR+\transformed\Microtubules\test\channel_0\SIM_ave_4 | Unknown | E:\qiqilu\datasets\BioSR+\transformed\Microtubules\test.txt | denoising | fixed COS-7 cell line | microtubule | mEmerald (GFP) | wide-field microscope with excitation numerical aperture of 1.35, detection numerical aperture of 1.35 | wide-field microscope | with excitation numerical aperture (NA) of 1.35, detection numerical aperture (NA) of 1.35 | 62.6 x 62.6 nm | wide-field microscope with excitation numerical aperture of 1.35, detection numerical aperture of 1.35 | wide-field microscope | with excitation numerical aperture (NA) of 1.35, detection numerical aperture (NA) of 1.35 | 62.6 x 62.6 nm
150 | biosr+-mt-dn-5 |  | in | 2 | MT | dn | 1 | 1 | 18 | E:\qiqilu\datasets\BioSR+\transformed\Microtubules\test\channel_0\WF_noise_level_5 | E:\qiqilu\datasets\BioSR+\transformed\Microtubules\test\channel_0\SIM_ave_5 | Unknown | E:\qiqilu\datasets\BioSR+\transformed\Microtubules\test.txt | denoising | fixed COS-7 cell line | microtubule | mEmerald (GFP) | wide-field microscope with excitation numerical aperture of 1.35, detection numerical aperture of 1.35 | wide-field microscope | with excitation numerical aperture (NA) of 1.35, detection numerical aperture (NA) of 1.35 | 62.6 x 62.6 nm | wide-field microscope with excitation numerical aperture of 1.35, detection numerical aperture of 1.35 | wide-field microscope | with excitation numerical aperture (NA) of 1.35, detection numerical aperture (NA) of 1.35 | 62.6 x 62.6 nm
151 | biosr+-mt-dn-6 |  | in | 2 | MT | dn | 1 | 1 | 18 | E:\qiqilu\datasets\BioSR+\transformed\Microtubules\test\channel_0\WF_noise_level_6 | E:\qiqilu\datasets\BioSR+\transformed\Microtubules\test\channel_0\SIM_ave_6 | Unknown | E:\qiqilu\datasets\BioSR+\transformed\Microtubules\test.txt | denoising | fixed COS-7 cell line | microtubule | mEmerald (GFP) | wide-field microscope with excitation numerical aperture of 1.35, detection numerical aperture of 1.35 | wide-field microscope | with excitation numerical aperture (NA) of 1.35, detection numerical aperture (NA) of 1.35 | 62.6 x 62.6 nm | wide-field microscope with excitation numerical aperture of 1.35, detection numerical aperture of 1.35 | wide-field microscope | with excitation numerical aperture (NA) of 1.35, detection numerical aperture (NA) of 1.35 | 62.6 x 62.6 nm
152 | biosr+-mt-dn-7 |  | in | 2 | MT | dn | 1 | 1 | 18 | E:\qiqilu\datasets\BioSR+\transformed\Microtubules\test\channel_0\WF_noise_level_7 | E:\qiqilu\datasets\BioSR+\transformed\Microtubules\test\channel_0\SIM_ave_7 | Unknown | E:\qiqilu\datasets\BioSR+\transformed\Microtubules\test.txt | denoising | fixed COS-7 cell line | microtubule | mEmerald (GFP) | wide-field microscope with excitation numerical aperture of 1.35, detection numerical aperture of 1.35 | wide-field microscope | with excitation numerical aperture (NA) of 1.35, detection numerical aperture (NA) of 1.35 | 62.6 x 62.6 nm | wide-field microscope with excitation numerical aperture of 1.35, detection numerical aperture of 1.35 | wide-field microscope | with excitation numerical aperture (NA) of 1.35, detection numerical aperture (NA) of 1.35 | 62.6 x 62.6 nm
153 | biosr+-mt-dn-8 |  | in | 2 | MT | dn | 1 | 1 | 18 | E:\qiqilu\datasets\BioSR+\transformed\Microtubules\test\channel_0\WF_noise_level_8 | E:\qiqilu\datasets\BioSR+\transformed\Microtubules\test\channel_0\SIM_ave_8 | Unknown | E:\qiqilu\datasets\BioSR+\transformed\Microtubules\test.txt | denoising | fixed COS-7 cell line | microtubule | mEmerald (GFP) | wide-field microscope with excitation numerical aperture of 1.35, detection numerical aperture of 1.35 | wide-field microscope | with excitation numerical aperture (NA) of 1.35, detection numerical aperture (NA) of 1.35 | 62.6 x 62.6 nm | wide-field microscope with excitation numerical aperture of 1.35, detection numerical aperture of 1.35 | wide-field microscope | with excitation numerical aperture (NA) of 1.35, detection numerical aperture (NA) of 1.35 | 62.6 x 62.6 nm
154 | biosr+-myosin-dn-1 |  | in | 2 | Myosin-IIA | dn | 1 | 1 | 16 | E:\qiqilu\datasets\BioSR+\transformed\Myosin-IIA\test\channel_0\WF_noise_level_1 | E:\qiqilu\datasets\BioSR+\transformed\Myosin-IIA\test\channel_0\SIM_ave_1 | Unknown | E:\qiqilu\datasets\BioSR+\transformed\Myosin-IIA\test.txt | denoising | U2OS cell line | Myosin-IIA | JF549 (red) | wide-field microscope with excitation numerical aperture of 1.41, effective detection numerical aperture of 1.35 | wide-field microscope | with excitation numerical aperture (NA) of 1.41, effective detection numerical aperture (NA) of 1.35 | 62.6 x 62.6 nm | wide-field microscope with excitation numerical aperture of 1.41, effective detection numerical aperture of 1.35 | wide-field microscope | with excitation numerical aperture (NA) of 1.41, effective detection numerical aperture (NA) of 1.35 | 62.6 x 62.6 nm
155 | biosr+-myosin-dn-2 |  | in | 2 | Myosin-IIA | dn | 1 | 1 | 16 | E:\qiqilu\datasets\BioSR+\transformed\Myosin-IIA\test\channel_0\WF_noise_level_2 | E:\qiqilu\datasets\BioSR+\transformed\Myosin-IIA\test\channel_0\SIM_ave_2 | Unknown | E:\qiqilu\datasets\BioSR+\transformed\Myosin-IIA\test.txt | denoising | U2OS cell line | Myosin-IIA | JF549 (red) | wide-field microscope with excitation numerical aperture of 1.41, effective detection numerical aperture of 1.35 | wide-field microscope | with excitation numerical aperture (NA) of 1.41, effective detection numerical aperture (NA) of 1.35 | 62.6 x 62.6 nm | wide-field microscope with excitation numerical aperture of 1.41, effective detection numerical aperture of 1.35 | wide-field microscope | with excitation numerical aperture (NA) of 1.41, effective detection numerical aperture (NA) of 1.35 | 62.6 x 62.6 nm
156 | biosr+-myosin-dn-3 |  | in | 2 | Myosin-IIA | dn | 1 | 1 | 16 | E:\qiqilu\datasets\BioSR+\transformed\Myosin-IIA\test\channel_0\WF_noise_level_3 | E:\qiqilu\datasets\BioSR+\transformed\Myosin-IIA\test\channel_0\SIM_ave_3 | Unknown | E:\qiqilu\datasets\BioSR+\transformed\Myosin-IIA\test.txt | denoising | U2OS cell line | Myosin-IIA | JF549 (red) | wide-field microscope with excitation numerical aperture of 1.41, effective detection numerical aperture of 1.35 | wide-field microscope | with excitation numerical aperture (NA) of 1.41, effective detection numerical aperture (NA) of 1.35 | 62.6 x 62.6 nm | wide-field microscope with excitation numerical aperture of 1.41, effective detection numerical aperture of 1.35 | wide-field microscope | with excitation numerical aperture (NA) of 1.41, effective detection numerical aperture (NA) of 1.35 | 62.6 x 62.6 nm
157 | biosr+-myosin-dn-4 |  | in | 2 | Myosin-IIA | dn | 1 | 1 | 16 | E:\qiqilu\datasets\BioSR+\transformed\Myosin-IIA\test\channel_0\WF_noise_level_4 | E:\qiqilu\datasets\BioSR+\transformed\Myosin-IIA\test\channel_0\SIM_ave_4 | Unknown | E:\qiqilu\datasets\BioSR+\transformed\Myosin-IIA\test.txt | denoising | U2OS cell line | Myosin-IIA | JF549 (red) | wide-field microscope with excitation numerical aperture of 1.41, effective detection numerical aperture of 1.35 | wide-field microscope | with excitation numerical aperture (NA) of 1.41, effective detection numerical aperture (NA) of 1.35 | 62.6 x 62.6 nm | wide-field microscope with excitation numerical aperture of 1.41, effective detection numerical aperture of 1.35 | wide-field microscope | with excitation numerical aperture (NA) of 1.41, effective detection numerical aperture (NA) of 1.35 | 62.6 x 62.6 nm
158 | biosr+-myosin-dn-5 |  | in | 2 | Myosin-IIA | dn | 1 | 1 | 16 | E:\qiqilu\datasets\BioSR+\transformed\Myosin-IIA\test\channel_0\WF_noise_level_5 | E:\qiqilu\datasets\BioSR+\transformed\Myosin-IIA\test\channel_0\SIM_ave_5 | Unknown | E:\qiqilu\datasets\BioSR+\transformed\Myosin-IIA\test.txt | denoising | U2OS cell line | Myosin-IIA | JF549 (red) | wide-field microscope with excitation numerical aperture of 1.41, effective detection numerical aperture of 1.35 | wide-field microscope | with excitation numerical aperture (NA) of 1.41, effective detection numerical aperture (NA) of 1.35 | 62.6 x 62.6 nm | wide-field microscope with excitation numerical aperture of 1.41, effective detection numerical aperture of 1.35 | wide-field microscope | with excitation numerical aperture (NA) of 1.41, effective detection numerical aperture (NA) of 1.35 | 62.6 x 62.6 nm
159 | biosr+-myosin-dn-6 |  | in | 2 | Myosin-IIA | dn | 1 | 1 | 16 | E:\qiqilu\datasets\BioSR+\transformed\Myosin-IIA\test\channel_0\WF_noise_level_6 | E:\qiqilu\datasets\BioSR+\transformed\Myosin-IIA\test\channel_0\SIM_ave_6 | Unknown | E:\qiqilu\datasets\BioSR+\transformed\Myosin-IIA\test.txt | denoising | U2OS cell line | Myosin-IIA | JF549 (red) | wide-field microscope with excitation numerical aperture of 1.41, effective detection numerical aperture of 1.35 | wide-field microscope | with excitation numerical aperture (NA) of 1.41, effective detection numerical aperture (NA) of 1.35 | 62.6 x 62.6 nm | wide-field microscope with excitation numerical aperture of 1.41, effective detection numerical aperture of 1.35 | wide-field microscope | with excitation numerical aperture (NA) of 1.41, effective detection numerical aperture (NA) of 1.35 | 62.6 x 62.6 nm
160 | biosr+-myosin-dn-7 |  | in | 2 | Myosin-IIA | dn | 1 | 1 | 16 | E:\qiqilu\datasets\BioSR+\transformed\Myosin-IIA\test\channel_0\WF_noise_level_7 | E:\qiqilu\datasets\BioSR+\transformed\Myosin-IIA\test\channel_0\SIM_ave_7 | Unknown | E:\qiqilu\datasets\BioSR+\transformed\Myosin-IIA\test.txt | denoising | U2OS cell line | Myosin-IIA | JF549 (red) | wide-field microscope with excitation numerical aperture of 1.41, effective detection numerical aperture of 1.35 | wide-field microscope | with excitation numerical aperture (NA) of 1.41, effective detection numerical aperture (NA) of 1.35 | 62.6 x 62.6 nm | wide-field microscope with excitation numerical aperture of 1.41, effective detection numerical aperture of 1.35 | wide-field microscope | with excitation numerical aperture (NA) of 1.41, effective detection numerical aperture (NA) of 1.35 | 62.6 x 62.6 nm
161 | biosr+-myosin-dn-8 |  | in | 2 | Myosin-IIA | dn | 1 | 1 | 16 | E:\qiqilu\datasets\BioSR+\transformed\Myosin-IIA\test\channel_0\WF_noise_level_8 | E:\qiqilu\datasets\BioSR+\transformed\Myosin-IIA\test\channel_0\SIM_ave_8 | Unknown | E:\qiqilu\datasets\BioSR+\transformed\Myosin-IIA\test.txt | denoising | U2OS cell line | Myosin-IIA | JF549 (red) | wide-field microscope with excitation numerical aperture of 1.41, effective detection numerical aperture of 1.35 | wide-field microscope | with excitation numerical aperture (NA) of 1.41, effective detection numerical aperture (NA) of 1.35 | 62.6 x 62.6 nm | wide-field microscope with excitation numerical aperture of 1.41, effective detection numerical aperture of 1.35 | wide-field microscope | with excitation numerical aperture (NA) of 1.41, effective detection numerical aperture (NA) of 1.35 | 62.6 x 62.6 nm
162 | care-planaria-dn-1 |  | in | 3 | nuclei | dn | 1 | 1 | 20 | E:\qiqilu\datasets\CARE_Denoising_Planaria\transformed\test\channel_0\condition_0_2d | E:\qiqilu\datasets\CARE_Denoising_Planaria\transformed\test\channel_0\gt_2d | Unknown | E:\qiqilu\datasets\CARE_Denoising_Planaria\transformed\test_2d.txt | denoising | Planaria (S. mediterranea) | nuclei | RedDot1 (red) | spinning disc confocal microscope with a 30x/1.05-NA (numerical aperture) silicon oil-immersion objective. three different laser-power/exposure-time imaging conditions: 0.12 mW/20 ms, 0.12 mW/10 ms, and 0.05 mW/10 ms | spinning disc confocal microscope | with a 30x/1.05-NA (numerical aperture) silicon oil-immersion objective. | 400 x 400 nm | spinning disc confocal microscope with a 30x/1.05-NA (numerical aperture) silicon oil-immersion objective. laser-power/exposure-time imaging conditions: 2.31 mW/30 ms | spinning disc confocal microscope | with a 30x/1.05-NA (numerical aperture) silicon oil-immersion objective. | 400 x 400 nm
162 | care-planaria-dn-2 |  | in | 3 | nuclei | dn | 1 | 1 | 20 | E:\qiqilu\datasets\CARE_Denoising_Planaria\transformed\test\channel_0\condition_1_2d | E:\qiqilu\datasets\CARE_Denoising_Planaria\transformed\test\channel_0\gt_2d | Unknown | E:\qiqilu\datasets\CARE_Denoising_Planaria\transformed\test_2d.txt | denoising | Planaria (S. mediterranea) | nuclei | RedDot1 (red) | spinning disc confocal microscope with a 30x/1.05-NA (numerical aperture) silicon oil-immersion objective. three different laser-power/exposure-time imaging conditions: 0.12 mW/20 ms, 0.12 mW/10 ms, and 0.05 mW/10 ms | spinning disc confocal microscope | with a 30x/1.05-NA (numerical aperture) silicon oil-immersion objective. | 400 x 400 nm | spinning disc confocal microscope with a 30x/1.05-NA (numerical aperture) silicon oil-immersion objective. laser-power/exposure-time imaging conditions: 2.31 mW/30 ms | spinning disc confocal microscope | with a 30x/1.05-NA (numerical aperture) silicon oil-immersion objective. | 400 x 400 nm
162 | care-planaria-dn-3 |  | in | 3 | nuclei | dn | 1 | 1 | 20 | E:\qiqilu\datasets\CARE_Denoising_Planaria\transformed\test\channel_0\condition_2_2d | E:\qiqilu\datasets\CARE_Denoising_Planaria\transformed\test\channel_0\gt_2d | Unknown | E:\qiqilu\datasets\CARE_Denoising_Planaria\transformed\test_2d.txt | denoising | Planaria (S. mediterranea) | nuclei | RedDot1 (red) | spinning disc confocal microscope with a 30x/1.05-NA (numerical aperture) silicon oil-immersion objective. three different laser-power/exposure-time imaging conditions: 0.12 mW/20 ms, 0.12 mW/10 ms, and 0.05 mW/10 ms | spinning disc confocal microscope | with a 30x/1.05-NA (numerical aperture) silicon oil-immersion objective. | 400 x 400 nm | spinning disc confocal microscope with a 30x/1.05-NA (numerical aperture) silicon oil-immersion objective. laser-power/exposure-time imaging conditions: 2.31 mW/30 ms | spinning disc confocal microscope | with a 30x/1.05-NA (numerical aperture) silicon oil-immersion objective. | 400 x 400 nm
163 | care-tribolium-dn-1 |  | in | 3 | nuclei | dn | 1 | 1 | 6 | E:\qiqilu\datasets\CARE_Denoising_Tribolium\transformed\test\channel_0\condition_0_2d | E:\qiqilu\datasets\CARE_Denoising_Tribolium\transformed\test\channel_0\gt_2d | Unknown | E:\qiqilu\datasets\CARE_Denoising_Tribolium\transformed\test_2d.txt | denoising | red flour beetle (Tribolium castaneum) embryo | nuclei | nGFP (GFP) | Zeiss 710 multiphoton laser-scanning microscope using a 25x multi-immersion objective. three different laser-power imaging conditions: 0.1 mW, 0.2 mW, and 0.5 mW. The embryos were imaged either under oil or water | multiphoton laser-scanning microscope | with a 25x multi-immersion objective. The embryos were imaged either under oil or water. | 500 x 500 nm | Zeiss 710 multiphoton laser-scanning microscope using a 25x multi-immersion objective. laser-power imaging conditions: 20 mW. The embryos were imaged either under oil or water | multiphoton laser-scanning microscope | with a 25x multi-immersion objective. The embryos were imaged either under oil or water. | 500 x 500 nm
163 | care-tribolium-dn-2 |  | in | 3 | nuclei | dn | 1 | 1 | 6 | E:\qiqilu\datasets\CARE_Denoising_Tribolium\transformed\test\channel_0\condition_1_2d | E:\qiqilu\datasets\CARE_Denoising_Tribolium\transformed\test\channel_0\gt_2d | Unknown | E:\qiqilu\datasets\CARE_Denoising_Tribolium\transformed\test_2d.txt | denoising | red flour beetle (Tribolium castaneum) embryo | nuclei | nGFP (GFP) | Zeiss 710 multiphoton laser-scanning microscope using a 25x multi-immersion objective. three different laser-power imaging conditions: 0.1 mW, 0.2 mW, and 0.5 mW. The embryos were imaged either under oil or water | multiphoton laser-scanning microscope | with a 25x multi-immersion objective. The embryos were imaged either under oil or water. | 500 x 500 nm | Zeiss 710 multiphoton laser-scanning microscope using a 25x multi-immersion objective. laser-power imaging conditions: 20 mW. The embryos were imaged either under oil or water | multiphoton laser-scanning microscope | with a 25x multi-immersion objective. The embryos were imaged either under oil or water. | 500 x 500 nm
163 | care-tribolium-dn-3 |  | in | 3 | nuclei | dn | 1 | 1 | 6 | E:\qiqilu\datasets\CARE_Denoising_Tribolium\transformed\test\channel_0\condition_2_2d | E:\qiqilu\datasets\CARE_Denoising_Tribolium\transformed\test\channel_0\gt_2d | Unknown | E:\qiqilu\datasets\CARE_Denoising_Tribolium\transformed\test_2d.txt | denoising | red flour beetle (Tribolium castaneum) embryo | nuclei | nGFP (GFP) | Zeiss 710 multiphoton laser-scanning microscope using a 25x multi-immersion objective. three different laser-power imaging conditions: 0.1 mW, 0.2 mW, and 0.5 mW. The embryos were imaged either under oil or water | multiphoton laser-scanning microscope | with a 25x multi-immersion objective. The embryos were imaged either under oil or water. | 500 x 500 nm | Zeiss 710 multiphoton laser-scanning microscope using a 25x multi-immersion objective. laser-power imaging conditions: 20 mW. The embryos were imaged either under oil or water | multiphoton laser-scanning microscope | with a 25x multi-immersion objective. The embryos were imaged either under oil or water. | 500 x 500 nm
164 | care-drosophila-iso |  | in | 3 | histone | iso | 1 | 1 | 1 | E:\qiqilu\datasets\CARE_Isotropic_Drosophila\transformed\test\channel_0\condition_0_2d | Unknown | Unknown | E:\qiqilu\datasets\CARE_Isotropic_Drosophila\transformed\test_2d.txt | super-resolution with a factor of 5 in one dimension | D. melanogaster (Drosophila melanogaster) embryo | histone | mRFP1 (RFP) | light-sheet microscope, 561 nm, Nikon 10x/0.3 objectives for Illumination, Nikon 16x/0.8 objectives for detection | light-sheet microscope | with Nikon 10x/0.3 objectives for Illumination, Nikon 16x/0.8 objectives for detection. | 1950 x 390 nm, interpolation with a factor of 5 in the first dimention | light-sheet microscope, 561 nm, Nikon 10x/0.3 objectives for Illumination, Nikon 16x/0.8 objectives for detection | light-sheet microscope | with Nikon 10x/0.3 objectives for Illumination, Nikon 16x/0.8 objectives for detection. | 390 x 390 nm
165 | care-retina0-iso |  | in | 3 | nuclei | iso | 1 | 1 | 1 | E:\qiqilu\datasets\CARE_Isotropic_Retina\transformed\test\channel_0\condition_0_2d | Unknown | Unknown | E:\qiqilu\datasets\CARE_Isotropic_Retina\transformed\test_2d.txt | super-resolution with a factor of 10.2 in one dimension | transgenic zebrafish line Tg(bactin:eGFPLAP2b cell | nuclei | DRAQ5 (red) | a spinning disk confocal microscope (Andor Revolution WD) with a 60x/1.3-NA objective | spinning disk confocal microscope | with a 60x/1.3-NA objective | 2000 x 195 nm, interpolation with a factor of 10.2 in the first dimension | a spinning disk confocal microscope (Andor Revolution WD) with a 60x/1.3-NA objective | spinning disk confocal microscope | with a 60x/1.3-NA objective. | 195 x 195 nm
166 | care-retina1-iso |  | in | 3 | nuclear envelope | iso | 1 | 1 | 1 | E:\qiqilu\datasets\CARE_Isotropic_Retina\transformed\test\channel_1\condition_0_2d | Unknown | Unknown | E:\qiqilu\datasets\CARE_Isotropic_Retina\transformed\test_2d.txt | super-resolution with a factor of 10.2 in one dimension | transgenic zebrafish line Tg(bactin:eGFPLAP2b cell | nuclear envelope | eGFP (GFP) | a spinning disk confocal microscope (Andor Revolution WD) with a 60x/1.3-NA objective | spinning disk confocal microscope | with a 60x/1.3-NA objective | 2000 x 195 nm, interpolation with a factor of 10.2 in the first dimension | a spinning disk confocal microscope (Andor Revolution WD) with a 60x/1.3-NA objective | spinning disk confocal microscope | with a 60x/1.3-NA objective. | 195 x 195 nm
167 | care-liver-iso |  | in | 3 | nuclei/membrane | iso | 1 | 1 | 1 | E:\qiqilu\datasets\CARE_Isotropic_Liver\transformed\test\channel_0\condition_0_2d | E:\qiqilu\datasets\CARE_Isotropic_Liver\transformed\test\channel_0\gt_2d | Unknown | E:\qiqilu\datasets\CARE_Isotropic_Liver\transformed\test_2d.txt | super-resolution with a factor of 8 in one dimension | mouse liver cell | nuclei | DAPI and phalloidin (blue) | Zeiss LSM 780 NLO two-photon laser-scanning microscope with a 63x/1.3-NA glycerol-immersion objective (Zeiss) | two-photon laser-scanning microscope | with a 63x/1.3-NA glycerol-immersion objective (Zeiss) | 2400 x 300 nm, interpolation with a factor of 8 in the first dimension | Zeiss LSM 780 NLO two-photon laser-scanning microscope with a 63x/1.3-NA glycerol-immersion objective (Zeiss) | two-photon laser-scanning microscope | with a 63x/1.3-NA glycerol-immersion objective (Zeiss) | 300 x 300 nm
168 | care-synthe-granules-dcv |  | in | 2 | granule | dcv | 1 | 1 | 10 | E:\qiqilu\datasets\CARE_Synthetic_tubulin_granules\transformed\test\granules\condition_0 | Unknown | Unknown | E:\qiqilu\datasets\CARE_Synthetic_tubulin_granules\transformed\test.txt | deconvolution | rat insulin-secreting beta cells (INS-1) | granule | SNAP-Cell 505-Star (green) | DeltaVision OMX (GE) microscope using an Olympus Plan-Apochromat 60x/1.43-NA objective in wide field mode | wide-field microscope | with an Olympus Plan-Apochromat 60x/1.43-NA objective. | 80 x 80 nm | ground truth | ground truth | None | 80 x 80 nm
169 | care-synthe-tubulin-dcv |  | in | 2 | tubulin | dcv | 1 | 1 | 10 | E:\qiqilu\datasets\CARE_Synthetic_tubulin_granules\transformed\test\tubulin\condition_0 | Unknown | Unknown | E:\qiqilu\datasets\CARE_Synthetic_tubulin_granules\transformed\test.txt | deconvolution | rat insulin-secreting beta cells (INS-1) | tubulin | SiR-tubulin (red) | DeltaVision OMX (GE) microscope using an Olympus Plan-Apochromat 60x/1.43-NA objective in wide field mode | wide-field microscope | with an Olympus Plan-Apochromat 60x/1.43-NA objective. | 80 x 80 nm | ground truth | ground truth | None | 80 x 80 nm
170 | care-synthe-tubulin-gfp-dcv |  | in | 2 | tubulin | dcv | 1 | 1 | 400 | E:\qiqilu\datasets\CARE_Synthetic_tubulin_gfp\transformed\test\channel_0\condition_0 | Unknown | Unknown | E:\qiqilu\datasets\CARE_Synthetic_tubulin_gfp\transformed\test.txt | deconvolution | Hela cell | tubulin | mEGFP (GFP) | Leica SP8 confocal microscope with a 1.40 NA 63x oil immersion objective. the pinhole size was set to 0.5 airy units. Emission was detected with HyD detectors in standard operation mode (gain 100, detection window 570–650 nm). excitation wavelength is 561 nm | confocal microscope | with a 1.40 NA 63x oil immersion objective. the pinhole size was set to 0.5 airy units. | 80 x 80 nm | ground truth | ground truth | None | 80 x 80 nm
171 | deepbacs-ecoli-dn |  | in | 2 | nucleoid | dn | 1 | 1 | 2 | E:\qiqilu\datasets\DeepBacs\transformed\Denoising_Ecoli\test\channel_0\low_SNR | E:\qiqilu\datasets\DeepBacs\transformed\Denoising_Ecoli\test\channel_0\high_SNR | Unknown | E:\qiqilu\datasets\DeepBacs\transformed\Denoising_Ecoli\test.txt | denoising | H-NS-mScarlet-I expressing E. coli (Escherichia coli) cell | nucleoid | mScarlet-I (RFP) | Leica SP8 confocal microscope with a 1.40 NA 63x oil immersion objective. the pinhole size was set to 0.5 airy units. Emission was detected with HyD detectors in standard operation mode (gain 100, detection window 570–650 nm). excitation wavelength is 561 nm | confocal microscope | with a 1.40 NA 63x oil immersion objective. the pinhole size was set to 0.5 airy units. | 45 x 45 nm | Leica SP8 confocal microscope with a 1.40 NA 63x oil immersion objective. the pinhole size was set to 0.5 airy units. Emission was detected with HyD detectors in standard operation mode (gain 100, detection window 570–650 nm). excitation wavelength is 561 nm | confocal microscope | with a 1.40 NA 63x oil immersion objective. the pinhole size was set to 0.5 airy units. | 45 x 45 nm
172 | deepbacs-ecoli2-dn |  | in | 2 | MreB | dn | 1 | 1 | 5 | E:\qiqilu\datasets\DeepBacs\transformed\Denoising_Ecoli_2\test\channel_0\low_SNR | E:\qiqilu\datasets\DeepBacs\transformed\Denoising_Ecoli_2\test\channel_0\high_SNR | Unknown | E:\qiqilu\datasets\DeepBacs\transformed\Denoising_Ecoli_2\test.txt | denoising | MreB-sfGFPsw expressing E. coli (Escherichia coli) cells | MreB filament | sfGFP (superfolder GFP) | Leica SP8 confocal microscope with a 1.40 NA 63x oil immersion objective. the pinhole size was set to 0.3 airy units.sfGFP was excited with 488 nm and fluorescence was detected between 495 nm and 560 nm | confocal microscope | with a 1.40 NA 63x oil immersion objective. the pinhole size was set to 0.3 airy units. | 45 x 45 nm | Leica SP8 confocal microscope with a 1.40 NA 63x oil immersion objective. the pinhole size was set to 0.5 airy units. Emission was detected with HyD detectors in standard operation mode (gain 100, detection window 570–650 nm). excitation wavelength is 561 nm | confocal microscope | with a 1.40 NA 63x oil immersion objective. the pinhole size was set to 0.5 airy units. | 45 x 45 nm
173 | deepbacs-sim-ecoli-sr |  | in | 2 | membrane | sr | 1 | 1 | 5 | E:\qiqilu\datasets\DeepBacs\transformed\SR_SIM_Ecoli\test\channel_0\WF | E:\qiqilu\datasets\DeepBacs\transformed\SR_SIM_Ecoli\test\channel_0\SIM | Unknown | E:\qiqilu\datasets\DeepBacs\transformed\SR_SIM_Ecoli\test.txt | super-resolution with a scale factor of 2 | live E. coli cell | membrane | FM5-95 (green) | GE HealthCare Deltavision OMX system equipped with an Olympus 60x 1.42NA Oil immersion objective in a WF (widefield) mode. Oil refractive index 1.522. A 561 nm laser (100 mW) was used at 11-18 W cm-2 with exposure times of 10-30 ms. | wide-field microscope | with an Olympus 60x 1.42NA Oil immersion objective. Oil refractive index 1.522. | 80 x 80 nm. Nearest interpolation with a factor of 2 | GE HealthCare Deltavision OMX system equipped with an Olympus 60x 1.42NA Oil immersion objective in a SIM (structural illumination microscopy) super-resolution mode. Oil refractive index 1.522. A 561 nm laser (100 mW) was used at 11-18 W cm-2 with exposure times of 10-30 ms | structured illumination microscope | with an Olympus 60x 1.42NA Oil immersion objective. Oil refractive index 1.522. | 40 x 40 nm
174 | deepbacs-sim-saureus-sr |  | in | 2 | membrane | sr | 1 | 1 | 5 | E:\qiqilu\datasets\DeepBacs\transformed\SR_SIM_Saureus\test\channel_0\WF | E:\qiqilu\datasets\DeepBacs\transformed\SR_SIM_Saureus\test\channel_0\SIM | Unknown | E:\qiqilu\datasets\DeepBacs\transformed\SR_SIM_Saureus\test.txt | super-resolution with a scale factor of 2 | live S. aureus cell | membrane | Nile Red (red) | GE HealthCare Deltavision OMX system equipped with an Olympus 60x 1.42NA Oil immersion objective in a WF (widefield) mode. Oil refractive index 1.522. A 561 nm laser (100 mW) was used at 11-18 W cm-2 with exposure times of 10-30 ms | wide-field microscope | with an Olympus 60x 1.42NA Oil immersion objective. Oil refractive index 1.522. | 80 x 80 nm. Nearest interpolation with a factor of 2 | GE HealthCare Deltavision OMX system equipped with an Olympus 60x 1.42NA Oil immersion objective in a SIM (structural illumination microscopy) super-resolution mode. Oil refractive index 1.522. A 561 nm laser (100 mW) was used at 11-18 W cm-2 with exposure times of 10-30 ms | structured illumination microscope | with an Olympus 60x 1.42NA Oil immersion objective. Oil refractive index 1.522. | 40 x 40 nm
175 | deepbacs-sim-ecoli-dcv |  | in | 2 | membrane | dcv | -2 | -2 | 5 | E:\qiqilu\datasets\DeepBacs\transformed\SR_SIM_Ecoli\test\channel_0\WF | E:\qiqilu\datasets\DeepBacs\transformed\SR_SIM_Ecoli\test\channel_0\SIM | Unknown | E:\qiqilu\datasets\DeepBacs\transformed\SR_SIM_Ecoli\test.txt | deconvolution | live E. coli cell | membrane | FM5-95 (green) | GE HealthCare Deltavision OMX system equipped with an Olympus 60x 1.42NA Oil immersion objective in a WF (widefield) mode. Oil refractive index 1.522. A 561 nm laser (100 mW) was used at 11-18 W cm-2 with exposure times of 10-30 ms. | wide-field microscope | with an Olympus 60x 1.42NA Oil immersion objective. Oil refractive index 1.522. | 80 x 80 nm | GE HealthCare Deltavision OMX system equipped with an Olympus 60x 1.42NA Oil immersion objective in a SIM (structural illumination microscopy) super-resolution mode. Oil refractive index 1.522. A 561 nm laser (100 mW) was used at 11-18 W cm-2 with exposure times of 10-30 ms | structured illumination microscope | with an Olympus 60x 1.42NA Oil immersion objective. Oil refractive index 1.522. | 80 x 80 nm
176 | deepbacs-sim-saureus-dcv |  | in | 2 | membrane | dcv | -2 | -2 | 5 | E:\qiqilu\datasets\DeepBacs\transformed\SR_SIM_Saureus\test\channel_0\WF | E:\qiqilu\datasets\DeepBacs\transformed\SR_SIM_Saureus\test\channel_0\SIM | Unknown | E:\qiqilu\datasets\DeepBacs\transformed\SR_SIM_Saureus\test.txt | deconvolution | live S. aureus cell | membrane | Nile Red (red) | GE HealthCare Deltavision OMX system equipped with an Olympus 60x 1.42NA Oil immersion objective in a WF (widefield) mode. Oil refractive index 1.522. A 561 nm laser (100 mW) was used at 11-18 W cm-2 with exposure times of 10-30 ms | wide-field microscope | with an Olympus 60x 1.42NA Oil immersion objective. Oil refractive index 1.522. | 80 x 80 nm | GE HealthCare Deltavision OMX system equipped with an Olympus 60x 1.42NA Oil immersion objective in a SIM (structural illumination microscopy) super-resolution mode. Oil refractive index 1.522. A 561 nm laser (100 mW) was used at 11-18 W cm-2 with exposure times of 10-30 ms | structured illumination microscope | with an Olympus 60x 1.42NA Oil immersion objective. Oil refractive index 1.522. | 80 x 80 nm
177 | w2s-c0-dn-1 |  | in | 2 | Mito | dn | 1 | 1 | 40 | E:\qiqilu\datasets\W2S\transformed\test\channel_0\WF_ave_10 | E:\qiqilu\datasets\W2S\transformed\test\channel_0\SIM_ave | Unknown | E:\qiqilu\datasets\W2S\transformed\test.txt | denoising | human cell | mitochondria | Alexa Fluor 488 (green) | Nikon SIM setup (Eclipse T1) microscope in a wide field mode, the microscope is fitted with a Plan Apochromat TIRF 100X, 1.49NA objective, wavelength 488 nm | wide-field microscope | with a Plan Apochromat TIRF 100X, 1.49-NA objective. | 100 x 100 nm | Nikon SIM setup (Eclipse T1) microscope in a wide field mode, the microscope is fitted with a Plan Apochromat TIRF 100X, 1.49NA objective, wavelength 488 nm | wide-field microscope | with a Plan Apochromat TIRF 100X, 1.49NA objective. | 100 x 100 nm
178 | w2s-c0-dn-2 |  | in | 2 | Mito | dn | 1 | 1 | 40 | E:\qiqilu\datasets\W2S\transformed\test\channel_0\WF_ave_50 | E:\qiqilu\datasets\W2S\transformed\test\channel_0\SIM_ave | Unknown | E:\qiqilu\datasets\W2S\transformed\test.txt | denoising | human cell | mitochondria | Alexa Fluor 488 (green) | Nikon SIM setup (Eclipse T1) microscope in a wide field mode, the microscope is fitted with a Plan Apochromat TIRF 100X, 1.49NA objective, wavelength 488 nm | wide-field microscope | with a Plan Apochromat TIRF 100X, 1.49-NA objective. | 100 x 100 nm | Nikon SIM setup (Eclipse T1) microscope in a wide field mode, the microscope is fitted with a Plan Apochromat TIRF 100X, 1.49NA objective, wavelength 488 nm | wide-field microscope | with a Plan Apochromat TIRF 100X, 1.49NA objective. | 100 x 100 nm
179 | w2s-c0-dn-3 |  | in | 2 | Mito | dn | 1 | 1 | 40 | E:\qiqilu\datasets\W2S\transformed\test\channel_0\WF_ave_100 | E:\qiqilu\datasets\W2S\transformed\test\channel_0\SIM_ave | Unknown | E:\qiqilu\datasets\W2S\transformed\test.txt | denoising | human cell | mitochondria | Alexa Fluor 488 (green) | Nikon SIM setup (Eclipse T1) microscope in a wide field mode, the microscope is fitted with a Plan Apochromat TIRF 100X, 1.49NA objective, wavelength 488 nm | wide-field microscope | with a Plan Apochromat TIRF 100X, 1.49-NA objective. | 100 x 100 nm | Nikon SIM setup (Eclipse T1) microscope in a wide field mode, the microscope is fitted with a Plan Apochromat TIRF 100X, 1.49NA objective, wavelength 488 nm | wide-field microscope | with a Plan Apochromat TIRF 100X, 1.49NA objective. | 100 x 100 nm
180 | w2s-c0-dn-4 |  | in | 2 | Mito | dn | 1 | 1 | 40 | E:\qiqilu\datasets\W2S\transformed\test\channel_0\WF_ave_200 | E:\qiqilu\datasets\W2S\transformed\test\channel_0\SIM_ave | Unknown | E:\qiqilu\datasets\W2S\transformed\test.txt | denoising | human cell | mitochondria | Alexa Fluor 488 (green) | Nikon SIM setup (Eclipse T1) microscope in a wide field mode, the microscope is fitted with a Plan Apochromat TIRF 100X, 1.49NA objective, wavelength 488 nm | wide-field microscope | with a Plan Apochromat TIRF 100X, 1.49-NA objective. | 100 x 100 nm | Nikon SIM setup (Eclipse T1) microscope in a wide field mode, the microscope is fitted with a Plan Apochromat TIRF 100X, 1.49NA objective, wavelength 488 nm | wide-field microscope | with a Plan Apochromat TIRF 100X, 1.49NA objective. | 100 x 100 nm
181 | w2s-c0-dn-5 |  | in | 2 | Mito | dn | 1 | 1 | 40 | E:\qiqilu\datasets\W2S\transformed\test\channel_0\WF_ave_300 | E:\qiqilu\datasets\W2S\transformed\test\channel_0\SIM_ave | Unknown | E:\qiqilu\datasets\W2S\transformed\test.txt | denoising | human cell | mitochondria | Alexa Fluor 488 (green) | Nikon SIM setup (Eclipse T1) microscope in a wide field mode, the microscope is fitted with a Plan Apochromat TIRF 100X, 1.49NA objective, wavelength 488 nm | wide-field microscope | with a Plan Apochromat TIRF 100X, 1.49-NA objective. | 100 x 100 nm | Nikon SIM setup (Eclipse T1) microscope in a wide field mode, the microscope is fitted with a Plan Apochromat TIRF 100X, 1.49NA objective, wavelength 488 nm | wide-field microscope | with a Plan Apochromat TIRF 100X, 1.49NA objective. | 100 x 100 nm
182 | w2s-c0-dn-6 |  | in | 2 | Mito | dn | 1 | 1 | 40 | E:\qiqilu\datasets\W2S\transformed\test\channel_0\WF_ave_400 | E:\qiqilu\datasets\W2S\transformed\test\channel_0\SIM_ave | Unknown | E:\qiqilu\datasets\W2S\transformed\test.txt | denoising | human cell | mitochondria | Alexa Fluor 488 (green) | Nikon SIM setup (Eclipse T1) microscope in a wide field mode, the microscope is fitted with a Plan Apochromat TIRF 100X, 1.49NA objective, wavelength 488 nm | wide-field microscope | with a Plan Apochromat TIRF 100X, 1.49-NA objective. | 100 x 100 nm | Nikon SIM setup (Eclipse T1) microscope in a wide field mode, the microscope is fitted with a Plan Apochromat TIRF 100X, 1.49NA objective, wavelength 488 nm | wide-field microscope | with a Plan Apochromat TIRF 100X, 1.49NA objective. | 100 x 100 nm
183 | w2s-c1-dn-1 |  | in | 2 | lysosome | dn | 1 | 1 | 40 | E:\qiqilu\datasets\W2S\transformed\test\channel_1\WF_ave_10 | E:\qiqilu\datasets\W2S\transformed\test\channel_1\SIM_ave | Unknown | E:\qiqilu\datasets\W2S\transformed\test.txt | denoising | human cell | lysosome | Alexa Fluor 561 (yellow) | Nikon SIM setup (Eclipse T1) microscope in a wide field mode, the microscope is fitted with a Plan Apochromat TIRF 100X, 1.49NA objective, wavelength 561 nm | wide-field microscope | with a Plan Apochromat TIRF 100X, 1.49-NA objective. | 100 x 100 nm | Nikon SIM setup (Eclipse T1) microscope in a wide field mode, the microscope is fitted with a Plan Apochromat TIRF 100X, 1.49NA objective, wavelength 561 nm | wide-field microscope | with a Plan Apochromat TIRF 100X, 1.49NA objective. | 100 x 100 nm
184 | w2s-c1-dn-2 |  | in | 2 | lysosome | dn | 1 | 1 | 40 | E:\qiqilu\datasets\W2S\transformed\test\channel_1\WF_ave_50 | E:\qiqilu\datasets\W2S\transformed\test\channel_1\SIM_ave | Unknown | E:\qiqilu\datasets\W2S\transformed\test.txt | denoising | human cell | lysosome | Alexa Fluor 561 (yellow) | Nikon SIM setup (Eclipse T1) microscope in a wide field mode, the microscope is fitted with a Plan Apochromat TIRF 100X, 1.49NA objective, wavelength 561 nm | wide-field microscope | with a Plan Apochromat TIRF 100X, 1.49-NA objective. | 100 x 100 nm | Nikon SIM setup (Eclipse T1) microscope in a wide field mode, the microscope is fitted with a Plan Apochromat TIRF 100X, 1.49NA objective, wavelength 561 nm | wide-field microscope | with a Plan Apochromat TIRF 100X, 1.49NA objective. | 100 x 100 nm
185 | w2s-c1-dn-3 |  | in | 2 | lysosome | dn | 1 | 1 | 40 | E:\qiqilu\datasets\W2S\transformed\test\channel_1\WF_ave_100 | E:\qiqilu\datasets\W2S\transformed\test\channel_1\SIM_ave | Unknown | E:\qiqilu\datasets\W2S\transformed\test.txt | denoising | human cell | lysosome | Alexa Fluor 561 (yellow) | Nikon SIM setup (Eclipse T1) microscope in a wide field mode, the microscope is fitted with a Plan Apochromat TIRF 100X, 1.49NA objective, wavelength 561 nm | wide-field microscope | with a Plan Apochromat TIRF 100X, 1.49-NA objective. | 100 x 100 nm | Nikon SIM setup (Eclipse T1) microscope in a wide field mode, the microscope is fitted with a Plan Apochromat TIRF 100X, 1.49NA objective, wavelength 561 nm | wide-field microscope | with a Plan Apochromat TIRF 100X, 1.49NA objective. | 100 x 100 nm
186 | w2s-c1-dn-4 |  | in | 2 | lysosome | dn | 1 | 1 | 40 | E:\qiqilu\datasets\W2S\transformed\test\channel_1\WF_ave_200 | E:\qiqilu\datasets\W2S\transformed\test\channel_1\SIM_ave | Unknown | E:\qiqilu\datasets\W2S\transformed\test.txt | denoising | human cell | lysosome | Alexa Fluor 561 (yellow) | Nikon SIM setup (Eclipse T1) microscope in a wide field mode, the microscope is fitted with a Plan Apochromat TIRF 100X, 1.49NA objective, wavelength 561 nm | wide-field microscope | with a Plan Apochromat TIRF 100X, 1.49-NA objective. | 100 x 100 nm | Nikon SIM setup (Eclipse T1) microscope in a wide field mode, the microscope is fitted with a Plan Apochromat TIRF 100X, 1.49NA objective, wavelength 561 nm | wide-field microscope | with a Plan Apochromat TIRF 100X, 1.49NA objective. | 100 x 100 nm
187 | w2s-c1-dn-5 |  | in | 2 | lysosome | dn | 1 | 1 | 40 | E:\qiqilu\datasets\W2S\transformed\test\channel_1\WF_ave_300 | E:\qiqilu\datasets\W2S\transformed\test\channel_1\SIM_ave | Unknown | E:\qiqilu\datasets\W2S\transformed\test.txt | denoising | human cell | lysosome | Alexa Fluor 561 (yellow) | Nikon SIM setup (Eclipse T1) microscope in a wide field mode, the microscope is fitted with a Plan Apochromat TIRF 100X, 1.49NA objective, wavelength 561 nm | wide-field microscope | with a Plan Apochromat TIRF 100X, 1.49-NA objective. | 100 x 100 nm | Nikon SIM setup (Eclipse T1) microscope in a wide field mode, the microscope is fitted with a Plan Apochromat TIRF 100X, 1.49NA objective, wavelength 561 nm | wide-field microscope | with a Plan Apochromat TIRF 100X, 1.49NA objective. | 100 x 100 nm
188 | w2s-c1-dn-6 |  | in | 2 | lysosome | dn | 1 | 1 | 40 | E:\qiqilu\datasets\W2S\transformed\test\channel_1\WF_ave_400 | E:\qiqilu\datasets\W2S\transformed\test\channel_1\SIM_ave | Unknown | E:\qiqilu\datasets\W2S\transformed\test.txt | denoising | human cell | lysosome | Alexa Fluor 561 (yellow) | Nikon SIM setup (Eclipse T1) microscope in a wide field mode, the microscope is fitted with a Plan Apochromat TIRF 100X, 1.49NA objective, wavelength 561 nm | wide-field microscope | with a Plan Apochromat TIRF 100X, 1.49-NA objective. | 100 x 100 nm | Nikon SIM setup (Eclipse T1) microscope in a wide field mode, the microscope is fitted with a Plan Apochromat TIRF 100X, 1.49NA objective, wavelength 561 nm | wide-field microscope | with a Plan Apochromat TIRF 100X, 1.49NA objective. | 100 x 100 nm
189 | w2s-c2-dn-1 |  | in | 2 | F-actin | dn | 1 | 1 | 40 | E:\qiqilu\datasets\W2S\transformed\test\channel_2\WF_ave_10 | E:\qiqilu\datasets\W2S\transformed\test\channel_2\SIM_ave | Unknown | E:\qiqilu\datasets\W2S\transformed\test.txt | denoising | human cell | actin filament | Alexa Fluor 640 (red) | Nikon SIM setup (Eclipse T1) microscope in a wide field mode, the microscope is fitted with a Plan Apochromat TIRF 100X, 1.49NA objective, wavelength 640 nm | wide-field microscope | with a Plan Apochromat TIRF 100X, 1.49-NA objective. | 100 x 100 nm | Nikon SIM setup (Eclipse T1) microscope in a wide field mode, the microscope is fitted with a Plan Apochromat TIRF 100X, 1.49NA objective, wavelength 640 nm | wide-field microscope | with a Plan Apochromat TIRF 100X, 1.49NA objective. | 100 x 100 nm
190 | w2s-c2-dn-2 |  | in | 2 | F-actin | dn | 1 | 1 | 40 | E:\qiqilu\datasets\W2S\transformed\test\channel_2\WF_ave_50 | E:\qiqilu\datasets\W2S\transformed\test\channel_2\SIM_ave | Unknown | E:\qiqilu\datasets\W2S\transformed\test.txt | denoising | human cell | actin filament | Alexa Fluor 640 (red) | Nikon SIM setup (Eclipse T1) microscope in a wide field mode, the microscope is fitted with a Plan Apochromat TIRF 100X, 1.49NA objective, wavelength 640 nm | wide-field microscope | with a Plan Apochromat TIRF 100X, 1.49-NA objective. | 100 x 100 nm | Nikon SIM setup (Eclipse T1) microscope in a wide field mode, the microscope is fitted with a Plan Apochromat TIRF 100X, 1.49NA objective, wavelength 640 nm | wide-field microscope | with a Plan Apochromat TIRF 100X, 1.49NA objective. | 100 x 100 nm
191 | w2s-c2-dn-3 |  | in | 2 | F-actin | dn | 1 | 1 | 40 | E:\qiqilu\datasets\W2S\transformed\test\channel_2\WF_ave_100 | E:\qiqilu\datasets\W2S\transformed\test\channel_2\SIM_ave | Unknown | E:\qiqilu\datasets\W2S\transformed\test.txt | denoising | human cell | actin filament | Alexa Fluor 640 (red) | Nikon SIM setup (Eclipse T1) microscope in a wide field mode, the microscope is fitted with a Plan Apochromat TIRF 100X, 1.49NA objective, wavelength 640 nm | wide-field microscope | with a Plan Apochromat TIRF 100X, 1.49-NA objective. | 100 x 100 nm | Nikon SIM setup (Eclipse T1) microscope in a wide field mode, the microscope is fitted with a Plan Apochromat TIRF 100X, 1.49NA objective, wavelength 640 nm | wide-field microscope | with a Plan Apochromat TIRF 100X, 1.49NA objective. | 100 x 100 nm
192 | w2s-c2-dn-4 |  | in | 2 | F-actin | dn | 1 | 1 | 40 | E:\qiqilu\datasets\W2S\transformed\test\channel_2\WF_ave_200 | E:\qiqilu\datasets\W2S\transformed\test\channel_2\SIM_ave | Unknown | E:\qiqilu\datasets\W2S\transformed\test.txt | denoising | human cell | actin filament | Alexa Fluor 640 (red) | Nikon SIM setup (Eclipse T1) microscope in a wide field mode, the microscope is fitted with a Plan Apochromat TIRF 100X, 1.49NA objective, wavelength 640 nm | wide-field microscope | with a Plan Apochromat TIRF 100X, 1.49-NA objective. | 100 x 100 nm | Nikon SIM setup (Eclipse T1) microscope in a wide field mode, the microscope is fitted with a Plan Apochromat TIRF 100X, 1.49NA objective, wavelength 640 nm | wide-field microscope | with a Plan Apochromat TIRF 100X, 1.49NA objective. | 100 x 100 nm
193 | w2s-c2-dn-5 |  | in | 2 | F-actin | dn | 1 | 1 | 40 | E:\qiqilu\datasets\W2S\transformed\test\channel_2\WF_ave_300 | E:\qiqilu\datasets\W2S\transformed\test\channel_2\SIM_ave | Unknown | E:\qiqilu\datasets\W2S\transformed\test.txt | denoising | human cell | actin filament | Alexa Fluor 640 (red) | Nikon SIM setup (Eclipse T1) microscope in a wide field mode, the microscope is fitted with a Plan Apochromat TIRF 100X, 1.49NA objective, wavelength 640 nm | wide-field microscope | with a Plan Apochromat TIRF 100X, 1.49-NA objective. | 100 x 100 nm | Nikon SIM setup (Eclipse T1) microscope in a wide field mode, the microscope is fitted with a Plan Apochromat TIRF 100X, 1.49NA objective, wavelength 640 nm | wide-field microscope | with a Plan Apochromat TIRF 100X, 1.49NA objective. | 100 x 100 nm
194 | w2s-c2-dn-6 |  | in | 2 | F-actin | dn | 1 | 1 | 40 | E:\qiqilu\datasets\W2S\transformed\test\channel_2\WF_ave_400 | E:\qiqilu\datasets\W2S\transformed\test\channel_2\SIM_ave | Unknown | E:\qiqilu\datasets\W2S\transformed\test.txt | denoising | human cell | actin filament | Alexa Fluor 640 (red) | Nikon SIM setup (Eclipse T1) microscope in a wide field mode, the microscope is fitted with a Plan Apochromat TIRF 100X, 1.49NA objective, wavelength 640 nm | wide-field microscope | with a Plan Apochromat TIRF 100X, 1.49-NA objective. | 100 x 100 nm | Nikon SIM setup (Eclipse T1) microscope in a wide field mode, the microscope is fitted with a Plan Apochromat TIRF 100X, 1.49NA objective, wavelength 640 nm | wide-field microscope | with a Plan Apochromat TIRF 100X, 1.49NA objective. | 100 x 100 nm
195 | w2s-c0-dcv-1 |  | in | 2 | Mito | dcv | 1 | -2 | 40 | E:\qiqilu\datasets\W2S\transformed\test\channel_0\WF_ave_10 | E:\qiqilu\datasets\W2S\transformed\test\channel_0\SIM | Unknown | E:\qiqilu\datasets\W2S\transformed\test.txt | deconvolution | human cell | mitochondria | Alexa Fluor 488 (green) | Nikon SIM setup (Eclipse T1) microscope in a wide field mode, the microscope is fitted with a Plan Apochromat TIRF 100X, 1.49NA objective, wavelength 488 nm | wide-field microscope | with a Plan Apochromat TIRF 100X, 1.49-NA objective. | 100 x 100 nm | Nikon SIM setup (Eclipse T1) microscope in a structure illumination microscopy (SIM) super-resolution mode, the microscope is fitted with a Plan Apochromat TIRF 100X, 1.49NA objective, wavelength 488 nm | structured illumination microscope | with a Plan Apochromat TIRF 100X, 1.49NA objective. | 100 x 100 nm
196 | w2s-c0-dcv-2 |  | in | 2 | Mito | dcv | 1 | -2 | 40 | E:\qiqilu\datasets\W2S\transformed\test\channel_0\WF_ave_50 | E:\qiqilu\datasets\W2S\transformed\test\channel_0\SIM | Unknown | E:\qiqilu\datasets\W2S\transformed\test.txt | deconvolution | human cell | mitochondria | Alexa Fluor 488 (green) | Nikon SIM setup (Eclipse T1) microscope in a wide field mode, the microscope is fitted with a Plan Apochromat TIRF 100X, 1.49NA objective, wavelength 488 nm | wide-field microscope | with a Plan Apochromat TIRF 100X, 1.49-NA objective. | 100 x 100 nm | Nikon SIM setup (Eclipse T1) microscope in a structure illumination microscopy (SIM) super-resolution mode, the microscope is fitted with a Plan Apochromat TIRF 100X, 1.49NA objective, wavelength 488 nm | structured illumination microscope | with a Plan Apochromat TIRF 100X, 1.49NA objective. | 100 x 100 nm
197 | w2s-c0-dcv-3 |  | in | 2 | Mito | dcv | 1 | -2 | 40 | E:\qiqilu\datasets\W2S\transformed\test\channel_0\WF_ave_100 | E:\qiqilu\datasets\W2S\transformed\test\channel_0\SIM | Unknown | E:\qiqilu\datasets\W2S\transformed\test.txt | deconvolution | human cell | mitochondria | Alexa Fluor 488 (green) | Nikon SIM setup (Eclipse T1) microscope in a wide field mode, the microscope is fitted with a Plan Apochromat TIRF 100X, 1.49NA objective, wavelength 488 nm | wide-field microscope | with a Plan Apochromat TIRF 100X, 1.49-NA objective. | 100 x 100 nm | Nikon SIM setup (Eclipse T1) microscope in a structure illumination microscopy (SIM) super-resolution mode, the microscope is fitted with a Plan Apochromat TIRF 100X, 1.49NA objective, wavelength 488 nm | structured illumination microscope | with a Plan Apochromat TIRF 100X, 1.49NA objective. | 100 x 100 nm
198 | w2s-c0-dcv-4 |  | in | 2 | Mito | dcv | 1 | -2 | 40 | E:\qiqilu\datasets\W2S\transformed\test\channel_0\WF_ave_200 | E:\qiqilu\datasets\W2S\transformed\test\channel_0\SIM | Unknown | E:\qiqilu\datasets\W2S\transformed\test.txt | deconvolution | human cell | mitochondria | Alexa Fluor 488 (green) | Nikon SIM setup (Eclipse T1) microscope in a wide field mode, the microscope is fitted with a Plan Apochromat TIRF 100X, 1.49NA objective, wavelength 488 nm | wide-field microscope | with a Plan Apochromat TIRF 100X, 1.49-NA objective. | 100 x 100 nm | Nikon SIM setup (Eclipse T1) microscope in a structure illumination microscopy (SIM) super-resolution mode, the microscope is fitted with a Plan Apochromat TIRF 100X, 1.49NA objective, wavelength 488 nm | structured illumination microscope | with a Plan Apochromat TIRF 100X, 1.49NA objective. | 100 x 100 nm
199 | w2s-c0-dcv-5 |  | in | 2 | Mito | dcv | 1 | -2 | 40 | E:\qiqilu\datasets\W2S\transformed\test\channel_0\WF_ave_300 | E:\qiqilu\datasets\W2S\transformed\test\channel_0\SIM | Unknown | E:\qiqilu\datasets\W2S\transformed\test.txt | deconvolution | human cell | mitochondria | Alexa Fluor 488 (green) | Nikon SIM setup (Eclipse T1) microscope in a wide field mode, the microscope is fitted with a Plan Apochromat TIRF 100X, 1.49NA objective, wavelength 488 nm | wide-field microscope | with a Plan Apochromat TIRF 100X, 1.49-NA objective. | 100 x 100 nm | Nikon SIM setup (Eclipse T1) microscope in a structure illumination microscopy (SIM) super-resolution mode, the microscope is fitted with a Plan Apochromat TIRF 100X, 1.49NA objective, wavelength 488 nm | structured illumination microscope | with a Plan Apochromat TIRF 100X, 1.49NA objective. | 100 x 100 nm
200 | w2s-c0-dcv-6 |  | in | 2 | Mito | dcv | 1 | -2 | 40 | E:\qiqilu\datasets\W2S\transformed\test\channel_0\WF_ave_400 | E:\qiqilu\datasets\W2S\transformed\test\channel_0\SIM | Unknown | E:\qiqilu\datasets\W2S\transformed\test.txt | deconvolution | human cell | mitochondria | Alexa Fluor 488 (green) | Nikon SIM setup (Eclipse T1) microscope in a wide field mode, the microscope is fitted with a Plan Apochromat TIRF 100X, 1.49NA objective, wavelength 488 nm | wide-field microscope | with a Plan Apochromat TIRF 100X, 1.49-NA objective. | 100 x 100 nm | Nikon SIM setup (Eclipse T1) microscope in a structure illumination microscopy (SIM) super-resolution mode, the microscope is fitted with a Plan Apochromat TIRF 100X, 1.49NA objective, wavelength 488 nm | structured illumination microscope | with a Plan Apochromat TIRF 100X, 1.49NA objective. | 100 x 100 nm
201 | w2s-c0-dcv-7 |  | in | 2 | Mito | dcv | 1 | -2 | 40 | E:\qiqilu\datasets\W2S\transformed\test\channel_0\SIM_ave | E:\qiqilu\datasets\W2S\transformed\test\channel_0\SIM | Unknown | E:\qiqilu\datasets\W2S\transformed\test.txt | deconvolution | human cell | mitochondria | Alexa Fluor 488 (green) | Nikon SIM setup (Eclipse T1) microscope in a wide field mode, the microscope is fitted with a Plan Apochromat TIRF 100X, 1.49NA objective, wavelength 488 nm | wide-field microscope | with a Plan Apochromat TIRF 100X, 1.49-NA objective. | 100 x 100 nm | Nikon SIM setup (Eclipse T1) microscope in a structure illumination microscopy (SIM) super-resolution mode, the microscope is fitted with a Plan Apochromat TIRF 100X, 1.49NA objective, wavelength 488 nm | structured illumination microscope | with a Plan Apochromat TIRF 100X, 1.49NA objective. | 100 x 100 nm
202 | w2s-c1-dcv-1 |  | in | 2 | lysosome | dcv | 1 | -2 | 40 | E:\qiqilu\datasets\W2S\transformed\test\channel_1\WF_ave_10 | E:\qiqilu\datasets\W2S\transformed\test\channel_1\SIM | Unknown | E:\qiqilu\datasets\W2S\transformed\test.txt | deconvolution | human cell | lysosome | Alexa Fluor 561 (yellow) | Nikon SIM setup (Eclipse T1) microscope in a wide field mode, the microscope is fitted with a Plan Apochromat TIRF 100X, 1.49NA objective, wavelength 561 nm | wide-field microscope | with a Plan Apochromat TIRF 100X, 1.49-NA objective. | 100 x 100 nm | Nikon SIM setup (Eclipse T1) microscope in a structure illumination microscopy (SIM) super-resolution mode, the microscope is fitted with a Plan Apochromat TIRF 100X, 1.49NA objective, wavelength 561 nm | structured illumination microscope | with a Plan Apochromat TIRF 100X, 1.49NA objective. | 100 x 100 nm
203 | w2s-c1-dcv-2 |  | in | 2 | lysosome | dcv | 1 | -2 | 40 | E:\qiqilu\datasets\W2S\transformed\test\channel_1\WF_ave_50 | E:\qiqilu\datasets\W2S\transformed\test\channel_1\SIM | Unknown | E:\qiqilu\datasets\W2S\transformed\test.txt | deconvolution | human cell | lysosome | Alexa Fluor 561 (yellow) | Nikon SIM setup (Eclipse T1) microscope in a wide field mode, the microscope is fitted with a Plan Apochromat TIRF 100X, 1.49NA objective, wavelength 561 nm | wide-field microscope | with a Plan Apochromat TIRF 100X, 1.49-NA objective. | 100 x 100 nm | Nikon SIM setup (Eclipse T1) microscope in a structure illumination microscopy (SIM) super-resolution mode, the microscope is fitted with a Plan Apochromat TIRF 100X, 1.49NA objective, wavelength 561 nm | structured illumination microscope | with a Plan Apochromat TIRF 100X, 1.49NA objective. | 100 x 100 nm
204 | w2s-c1-dcv-3 |  | in | 2 | lysosome | dcv | 1 | -2 | 40 | E:\qiqilu\datasets\W2S\transformed\test\channel_1\WF_ave_100 | E:\qiqilu\datasets\W2S\transformed\test\channel_1\SIM | Unknown | E:\qiqilu\datasets\W2S\transformed\test.txt | deconvolution | human cell | lysosome | Alexa Fluor 561 (yellow) | Nikon SIM setup (Eclipse T1) microscope in a wide field mode, the microscope is fitted with a Plan Apochromat TIRF 100X, 1.49NA objective, wavelength 561 nm | wide-field microscope | with a Plan Apochromat TIRF 100X, 1.49-NA objective. | 100 x 100 nm | Nikon SIM setup (Eclipse T1) microscope in a structure illumination microscopy (SIM) super-resolution mode, the microscope is fitted with a Plan Apochromat TIRF 100X, 1.49NA objective, wavelength 561 nm | structured illumination microscope | with a Plan Apochromat TIRF 100X, 1.49NA objective. | 100 x 100 nm
205 | w2s-c1-dcv-4 |  | in | 2 | lysosome | dcv | 1 | -2 | 40 | E:\qiqilu\datasets\W2S\transformed\test\channel_1\WF_ave_200 | E:\qiqilu\datasets\W2S\transformed\test\channel_1\SIM | Unknown | E:\qiqilu\datasets\W2S\transformed\test.txt | deconvolution | human cell | lysosome | Alexa Fluor 561 (yellow) | Nikon SIM setup (Eclipse T1) microscope in a wide field mode, the microscope is fitted with a Plan Apochromat TIRF 100X, 1.49NA objective, wavelength 561 nm | wide-field microscope | with a Plan Apochromat TIRF 100X, 1.49-NA objective. | 100 x 100 nm | Nikon SIM setup (Eclipse T1) microscope in a structure illumination microscopy (SIM) super-resolution mode, the microscope is fitted with a Plan Apochromat TIRF 100X, 1.49NA objective, wavelength 561 nm | structured illumination microscope | with a Plan Apochromat TIRF 100X, 1.49NA objective. | 100 x 100 nm
206 | w2s-c1-dcv-5 |  | in | 2 | lysosome | dcv | 1 | -2 | 40 | E:\qiqilu\datasets\W2S\transformed\test\channel_1\WF_ave_300 | E:\qiqilu\datasets\W2S\transformed\test\channel_1\SIM | Unknown | E:\qiqilu\datasets\W2S\transformed\test.txt | deconvolution | human cell | lysosome | Alexa Fluor 561 (yellow) | Nikon SIM setup (Eclipse T1) microscope in a wide field mode, the microscope is fitted with a Plan Apochromat TIRF 100X, 1.49NA objective, wavelength 561 nm | wide-field microscope | with a Plan Apochromat TIRF 100X, 1.49-NA objective. | 100 x 100 nm | Nikon SIM setup (Eclipse T1) microscope in a structure illumination microscopy (SIM) super-resolution mode, the microscope is fitted with a Plan Apochromat TIRF 100X, 1.49NA objective, wavelength 561 nm | structured illumination microscope | with a Plan Apochromat TIRF 100X, 1.49NA objective. | 100 x 100 nm
207 | w2s-c1-dcv-6 |  | in | 2 | lysosome | dcv | 1 | -2 | 40 | E:\qiqilu\datasets\W2S\transformed\test\channel_1\WF_ave_400 | E:\qiqilu\datasets\W2S\transformed\test\channel_1\SIM | Unknown | E:\qiqilu\datasets\W2S\transformed\test.txt | deconvolution | human cell | lysosome | Alexa Fluor 561 (yellow) | Nikon SIM setup (Eclipse T1) microscope in a wide field mode, the microscope is fitted with a Plan Apochromat TIRF 100X, 1.49NA objective, wavelength 561 nm | wide-field microscope | with a Plan Apochromat TIRF 100X, 1.49-NA objective. | 100 x 100 nm | Nikon SIM setup (Eclipse T1) microscope in a structure illumination microscopy (SIM) super-resolution mode, the microscope is fitted with a Plan Apochromat TIRF 100X, 1.49NA objective, wavelength 561 nm | structured illumination microscope | with a Plan Apochromat TIRF 100X, 1.49NA objective. | 100 x 100 nm
208 | w2s-c1-dcv-7 |  | in | 2 | lysosome | dcv | 1 | -2 | 40 | E:\qiqilu\datasets\W2S\transformed\test\channel_1\SIM_ave | E:\qiqilu\datasets\W2S\transformed\test\channel_1\SIM | Unknown | E:\qiqilu\datasets\W2S\transformed\test.txt | deconvolution | human cell | lysosome | Alexa Fluor 561 (yellow) | Nikon SIM setup (Eclipse T1) microscope in a wide field mode, the microscope is fitted with a Plan Apochromat TIRF 100X, 1.49NA objective, wavelength 561 nm | wide-field microscope | with a Plan Apochromat TIRF 100X, 1.49-NA objective. | 100 x 100 nm | Nikon SIM setup (Eclipse T1) microscope in a structure illumination microscopy (SIM) super-resolution mode, the microscope is fitted with a Plan Apochromat TIRF 100X, 1.49NA objective, wavelength 561 nm | structured illumination microscope | with a Plan Apochromat TIRF 100X, 1.49NA objective. | 100 x 100 nm
209 | w2s-c2-dcv-1 |  | in | 2 | F-actin | dcv | 1 | -2 | 40 | E:\qiqilu\datasets\W2S\transformed\test\channel_2\WF_ave_10 | E:\qiqilu\datasets\W2S\transformed\test\channel_2\SIM | Unknown | E:\qiqilu\datasets\W2S\transformed\test.txt | deconvolution | human cell | actin filament | Alexa Fluor 640 (red) | Nikon SIM setup (Eclipse T1) microscope in a wide field mode, the microscope is fitted with a Plan Apochromat TIRF 100X, 1.49NA objective, wavelength 640 nm | wide-field microscope | with a Plan Apochromat TIRF 100X, 1.49-NA objective. | 100 x 100 nm | Nikon SIM setup (Eclipse T1) microscope in a structure illumination microscopy (SIM) super-resolution mode, the microscope is fitted with a Plan Apochromat TIRF 100X, 1.49NA objective, wavelength 640 nm | structured illumination microscope | with a Plan Apochromat TIRF 100X, 1.49NA objective. | 100 x 100 nm
210 | w2s-c2-dcv-2 |  | in | 2 | F-actin | dcv | 1 | -2 | 40 | E:\qiqilu\datasets\W2S\transformed\test\channel_2\WF_ave_50 | E:\qiqilu\datasets\W2S\transformed\test\channel_2\SIM | Unknown | E:\qiqilu\datasets\W2S\transformed\test.txt | deconvolution | human cell | actin filament | Alexa Fluor 640 (red) | Nikon SIM setup (Eclipse T1) microscope in a wide field mode, the microscope is fitted with a Plan Apochromat TIRF 100X, 1.49NA objective, wavelength 640 nm | wide-field microscope | with a Plan Apochromat TIRF 100X, 1.49-NA objective. | 100 x 100 nm | Nikon SIM setup (Eclipse T1) microscope in a structure illumination microscopy (SIM) super-resolution mode, the microscope is fitted with a Plan Apochromat TIRF 100X, 1.49NA objective, wavelength 640 nm | structured illumination microscope | with a Plan Apochromat TIRF 100X, 1.49NA objective. | 100 x 100 nm
211 | w2s-c2-dcv-3 |  | in | 2 | F-actin | dcv | 1 | -2 | 40 | E:\qiqilu\datasets\W2S\transformed\test\channel_2\WF_ave_100 | E:\qiqilu\datasets\W2S\transformed\test\channel_2\SIM | Unknown | E:\qiqilu\datasets\W2S\transformed\test.txt | deconvolution | human cell | actin filament | Alexa Fluor 640 (red) | Nikon SIM setup (Eclipse T1) microscope in a wide field mode, the microscope is fitted with a Plan Apochromat TIRF 100X, 1.49NA objective, wavelength 640 nm | wide-field microscope | with a Plan Apochromat TIRF 100X, 1.49-NA objective. | 100 x 100 nm | Nikon SIM setup (Eclipse T1) microscope in a structure illumination microscopy (SIM) super-resolution mode, the microscope is fitted with a Plan Apochromat TIRF 100X, 1.49NA objective, wavelength 640 nm | structured illumination microscope | with a Plan Apochromat TIRF 100X, 1.49NA objective. | 100 x 100 nm
212 | w2s-c2-dcv-4 |  | in | 2 | F-actin | dcv | 1 | -2 | 40 | E:\qiqilu\datasets\W2S\transformed\test\channel_2\WF_ave_200 | E:\qiqilu\datasets\W2S\transformed\test\channel_2\SIM | Unknown | E:\qiqilu\datasets\W2S\transformed\test.txt | deconvolution | human cell | actin filament | Alexa Fluor 640 (red) | Nikon SIM setup (Eclipse T1) microscope in a wide field mode, the microscope is fitted with a Plan Apochromat TIRF 100X, 1.49NA objective, wavelength 640 nm | wide-field microscope | with a Plan Apochromat TIRF 100X, 1.49-NA objective. | 100 x 100 nm | Nikon SIM setup (Eclipse T1) microscope in a structure illumination microscopy (SIM) super-resolution mode, the microscope is fitted with a Plan Apochromat TIRF 100X, 1.49NA objective, wavelength 640 nm | structured illumination microscope | with a Plan Apochromat TIRF 100X, 1.49NA objective. | 100 x 100 nm
213 | w2s-c2-dcv-5 |  | in | 2 | F-actin | dcv | 1 | -2 | 40 | E:\qiqilu\datasets\W2S\transformed\test\channel_2\WF_ave_300 | E:\qiqilu\datasets\W2S\transformed\test\channel_2\SIM | Unknown | E:\qiqilu\datasets\W2S\transformed\test.txt | deconvolution | human cell | actin filament | Alexa Fluor 640 (red) | Nikon SIM setup (Eclipse T1) microscope in a wide field mode, the microscope is fitted with a Plan Apochromat TIRF 100X, 1.49NA objective, wavelength 640 nm | wide-field microscope | with a Plan Apochromat TIRF 100X, 1.49-NA objective. | 100 x 100 nm | Nikon SIM setup (Eclipse T1) microscope in a structure illumination microscopy (SIM) super-resolution mode, the microscope is fitted with a Plan Apochromat TIRF 100X, 1.49NA objective, wavelength 640 nm | structured illumination microscope | with a Plan Apochromat TIRF 100X, 1.49NA objective. | 100 x 100 nm
214 | w2s-c2-dcv-6 |  | in | 2 | F-actin | dcv | 1 | -2 | 40 | E:\qiqilu\datasets\W2S\transformed\test\channel_2\WF_ave_400 | E:\qiqilu\datasets\W2S\transformed\test\channel_2\SIM | Unknown | E:\qiqilu\datasets\W2S\transformed\test.txt | deconvolution | human cell | actin filament | Alexa Fluor 640 (red) | Nikon SIM setup (Eclipse T1) microscope in a wide field mode, the microscope is fitted with a Plan Apochromat TIRF 100X, 1.49NA objective, wavelength 640 nm | wide-field microscope | with a Plan Apochromat TIRF 100X, 1.49-NA objective. | 100 x 100 nm | Nikon SIM setup (Eclipse T1) microscope in a structure illumination microscopy (SIM) super-resolution mode, the microscope is fitted with a Plan Apochromat TIRF 100X, 1.49NA objective, wavelength 640 nm | structured illumination microscope | with a Plan Apochromat TIRF 100X, 1.49NA objective. | 100 x 100 nm
215 | w2s-c2-dcv-7 |  | in | 2 | F-actin | dcv | 1 | -2 | 40 | E:\qiqilu\datasets\W2S\transformed\test\channel_2\SIM_ave | E:\qiqilu\datasets\W2S\transformed\test\channel_2\SIM | Unknown | E:\qiqilu\datasets\W2S\transformed\test.txt | deconvolution | human cell | actin filament | Alexa Fluor 640 (red) | Nikon SIM setup (Eclipse T1) microscope in a wide field mode, the microscope is fitted with a Plan Apochromat TIRF 100X, 1.49NA objective, wavelength 640 nm | wide-field microscope | with a Plan Apochromat TIRF 100X, 1.49-NA objective. | 100 x 100 nm | Nikon SIM setup (Eclipse T1) microscope in a structure illumination microscopy (SIM) super-resolution mode, the microscope is fitted with a Plan Apochromat TIRF 100X, 1.49NA objective, wavelength 640 nm | structured illumination microscope | with a Plan Apochromat TIRF 100X, 1.49NA objective. | 100 x 100 nm
216 | w2s-c0-sr-1 |  | in | 2 | Mito | sr | 2 | 1 | 40 | E:\qiqilu\datasets\W2S\transformed\test\channel_0\WF_ave_10 | E:\qiqilu\datasets\W2S\transformed\test\channel_0\SIM | Unknown | E:\qiqilu\datasets\W2S\transformed\test.txt | super-resolution with a scale factor of 2 | human cell | mitochondria | Alexa Fluor 488 (green) | Nikon SIM setup (Eclipse T1) microscope in a wide field mode, the microscope is fitted with a Plan Apochromat TIRF 100X, 1.49NA objective, wavelength 488 nm | wide-field microscope | with a Plan Apochromat TIRF 100X, 1.49-NA objective. | 100 x 100 nm. Nearest interpolation with a factor of 2 | Nikon SIM setup (Eclipse T1) microscope in a structure illumination microscopy (SIM) super-resolution mode, the microscope is fitted with a Plan Apochromat TIRF 100X, 1.49NA objective, wavelength 488 nm | structured illumination microscope | with a Plan Apochromat TIRF 100X, 1.49NA objective. | 50 x 50 nm
217 | w2s-c0-sr-2 |  | in | 2 | Mito | sr | 2 | 1 | 40 | E:\qiqilu\datasets\W2S\transformed\test\channel_0\WF_ave_50 | E:\qiqilu\datasets\W2S\transformed\test\channel_0\SIM | Unknown | E:\qiqilu\datasets\W2S\transformed\test.txt | super-resolution with a scale factor of 2 | human cell | mitochondria | Alexa Fluor 488 (green) | Nikon SIM setup (Eclipse T1) microscope in a wide field mode, the microscope is fitted with a Plan Apochromat TIRF 100X, 1.49NA objective, wavelength 488 nm | wide-field microscope | with a Plan Apochromat TIRF 100X, 1.49-NA objective. | 100 x 100 nm. Nearest interpolation with a factor of 2 | Nikon SIM setup (Eclipse T1) microscope in a structure illumination microscopy (SIM) super-resolution mode, the microscope is fitted with a Plan Apochromat TIRF 100X, 1.49NA objective, wavelength 488 nm | structured illumination microscope | with a Plan Apochromat TIRF 100X, 1.49NA objective. | 50 x 50 nm
218 | w2s-c0-sr-3 |  | in | 2 | Mito | sr | 2 | 1 | 40 | E:\qiqilu\datasets\W2S\transformed\test\channel_0\WF_ave_100 | E:\qiqilu\datasets\W2S\transformed\test\channel_0\SIM | Unknown | E:\qiqilu\datasets\W2S\transformed\test.txt | super-resolution with a scale factor of 2 | human cell | mitochondria | Alexa Fluor 488 (green) | Nikon SIM setup (Eclipse T1) microscope in a wide field mode, the microscope is fitted with a Plan Apochromat TIRF 100X, 1.49NA objective, wavelength 488 nm | wide-field microscope | with a Plan Apochromat TIRF 100X, 1.49-NA objective. | 100 x 100 nm. Nearest interpolation with a factor of 2 | Nikon SIM setup (Eclipse T1) microscope in a structure illumination microscopy (SIM) super-resolution mode, the microscope is fitted with a Plan Apochromat TIRF 100X, 1.49NA objective, wavelength 488 nm | structured illumination microscope | with a Plan Apochromat TIRF 100X, 1.49NA objective. | 50 x 50 nm
219 | w2s-c0-sr-4 |  | in | 2 | Mito | sr | 2 | 1 | 40 | E:\qiqilu\datasets\W2S\transformed\test\channel_0\WF_ave_200 | E:\qiqilu\datasets\W2S\transformed\test\channel_0\SIM | Unknown | E:\qiqilu\datasets\W2S\transformed\test.txt | super-resolution with a scale factor of 2 | human cell | mitochondria | Alexa Fluor 488 (green) | Nikon SIM setup (Eclipse T1) microscope in a wide field mode, the microscope is fitted with a Plan Apochromat TIRF 100X, 1.49NA objective, wavelength 488 nm | wide-field microscope | with a Plan Apochromat TIRF 100X, 1.49-NA objective. | 100 x 100 nm. Nearest interpolation with a factor of 2 | Nikon SIM setup (Eclipse T1) microscope in a structure illumination microscopy (SIM) super-resolution mode, the microscope is fitted with a Plan Apochromat TIRF 100X, 1.49NA objective, wavelength 488 nm | structured illumination microscope | with a Plan Apochromat TIRF 100X, 1.49NA objective. | 50 x 50 nm
220 | w2s-c0-sr-5 |  | in | 2 | Mito | sr | 2 | 1 | 40 | E:\qiqilu\datasets\W2S\transformed\test\channel_0\WF_ave_300 | E:\qiqilu\datasets\W2S\transformed\test\channel_0\SIM | Unknown | E:\qiqilu\datasets\W2S\transformed\test.txt | super-resolution with a scale factor of 2 | human cell | mitochondria | Alexa Fluor 488 (green) | Nikon SIM setup (Eclipse T1) microscope in a wide field mode, the microscope is fitted with a Plan Apochromat TIRF 100X, 1.49NA objective, wavelength 488 nm | wide-field microscope | with a Plan Apochromat TIRF 100X, 1.49-NA objective. | 100 x 100 nm. Nearest interpolation with a factor of 2 | Nikon SIM setup (Eclipse T1) microscope in a structure illumination microscopy (SIM) super-resolution mode, the microscope is fitted with a Plan Apochromat TIRF 100X, 1.49NA objective, wavelength 488 nm | structured illumination microscope | with a Plan Apochromat TIRF 100X, 1.49NA objective. | 50 x 50 nm
221 | w2s-c0-sr-6 |  | in | 2 | Mito | sr | 2 | 1 | 40 | E:\qiqilu\datasets\W2S\transformed\test\channel_0\WF_ave_400 | E:\qiqilu\datasets\W2S\transformed\test\channel_0\SIM | Unknown | E:\qiqilu\datasets\W2S\transformed\test.txt | super-resolution with a scale factor of 2 | human cell | mitochondria | Alexa Fluor 488 (green) | Nikon SIM setup (Eclipse T1) microscope in a wide field mode, the microscope is fitted with a Plan Apochromat TIRF 100X, 1.49NA objective, wavelength 488 nm | wide-field microscope | with a Plan Apochromat TIRF 100X, 1.49-NA objective. | 100 x 100 nm. Nearest interpolation with a factor of 2 | Nikon SIM setup (Eclipse T1) microscope in a structure illumination microscopy (SIM) super-resolution mode, the microscope is fitted with a Plan Apochromat TIRF 100X, 1.49NA objective, wavelength 488 nm | structured illumination microscope | with a Plan Apochromat TIRF 100X, 1.49NA objective. | 50 x 50 nm
222 | w2s-c0-sr-7 |  | in | 2 | Mito | sr | 2 | 1 | 40 | E:\qiqilu\datasets\W2S\transformed\test\channel_0\SIM_ave | E:\qiqilu\datasets\W2S\transformed\test\channel_0\SIM | Unknown | E:\qiqilu\datasets\W2S\transformed\test.txt | super-resolution with a scale factor of 2 | human cell | mitochondria | Alexa Fluor 488 (green) | Nikon SIM setup (Eclipse T1) microscope in a wide field mode, the microscope is fitted with a Plan Apochromat TIRF 100X, 1.49NA objective, wavelength 488 nm | wide-field microscope | with a Plan Apochromat TIRF 100X, 1.49-NA objective. | 100 x 100 nm. Nearest interpolation with a factor of 2 | Nikon SIM setup (Eclipse T1) microscope in a structure illumination microscopy (SIM) super-resolution mode, the microscope is fitted with a Plan Apochromat TIRF 100X, 1.49NA objective, wavelength 488 nm | structured illumination microscope | with a Plan Apochromat TIRF 100X, 1.49NA objective. | 50 x 50 nm
223 | w2s-c1-sr-1 |  | in | 2 | lysosome | sr | 2 | 1 | 40 | E:\qiqilu\datasets\W2S\transformed\test\channel_1\WF_ave_10 | E:\qiqilu\datasets\W2S\transformed\test\channel_1\SIM | Unknown | E:\qiqilu\datasets\W2S\transformed\test.txt | super-resolution with a scale factor of 2 | human cell | lysosome | Alexa Fluor 561 (yellow) | Nikon SIM setup (Eclipse T1) microscope in a wide field mode, the microscope is fitted with a Plan Apochromat TIRF 100X, 1.49NA objective, wavelength 561 nm | wide-field microscope | with a Plan Apochromat TIRF 100X, 1.49-NA objective. | 100 x 100 nm. Nearest interpolation with a factor of 2 | Nikon SIM setup (Eclipse T1) microscope in a structure illumination microscopy (SIM) super-resolution mode, the microscope is fitted with a Plan Apochromat TIRF 100X, 1.49NA objective, wavelength 561 nm | structured illumination microscope | with a Plan Apochromat TIRF 100X, 1.49NA objective. | 50 x 50 nm
224 | w2s-c1-sr-2 |  | in | 2 | lysosome | sr | 2 | 1 | 40 | E:\qiqilu\datasets\W2S\transformed\test\channel_1\WF_ave_50 | E:\qiqilu\datasets\W2S\transformed\test\channel_1\SIM | Unknown | E:\qiqilu\datasets\W2S\transformed\test.txt | super-resolution with a scale factor of 2 | human cell | lysosome | Alexa Fluor 561 (yellow) | Nikon SIM setup (Eclipse T1) microscope in a wide field mode, the microscope is fitted with a Plan Apochromat TIRF 100X, 1.49NA objective, wavelength 561 nm | wide-field microscope | with a Plan Apochromat TIRF 100X, 1.49-NA objective. | 100 x 100 nm. Nearest interpolation with a factor of 2 | Nikon SIM setup (Eclipse T1) microscope in a structure illumination microscopy (SIM) super-resolution mode, the microscope is fitted with a Plan Apochromat TIRF 100X, 1.49NA objective, wavelength 561 nm | structured illumination microscope | with a Plan Apochromat TIRF 100X, 1.49NA objective. | 50 x 50 nm
225 | w2s-c1-sr-3 |  | in | 2 | lysosome | sr | 2 | 1 | 40 | E:\qiqilu\datasets\W2S\transformed\test\channel_1\WF_ave_100 | E:\qiqilu\datasets\W2S\transformed\test\channel_1\SIM | Unknown | E:\qiqilu\datasets\W2S\transformed\test.txt | super-resolution with a scale factor of 2 | human cell | lysosome | Alexa Fluor 561 (yellow) | Nikon SIM setup (Eclipse T1) microscope in a wide field mode, the microscope is fitted with a Plan Apochromat TIRF 100X, 1.49NA objective, wavelength 561 nm | wide-field microscope | with a Plan Apochromat TIRF 100X, 1.49-NA objective. | 100 x 100 nm. Nearest interpolation with a factor of 2 | Nikon SIM setup (Eclipse T1) microscope in a structure illumination microscopy (SIM) super-resolution mode, the microscope is fitted with a Plan Apochromat TIRF 100X, 1.49NA objective, wavelength 561 nm | structured illumination microscope | with a Plan Apochromat TIRF 100X, 1.49NA objective. | 50 x 50 nm
226 | w2s-c1-sr-4 |  | in | 2 | lysosome | sr | 2 | 1 | 40 | E:\qiqilu\datasets\W2S\transformed\test\channel_1\WF_ave_200 | E:\qiqilu\datasets\W2S\transformed\test\channel_1\SIM | Unknown | E:\qiqilu\datasets\W2S\transformed\test.txt | super-resolution with a scale factor of 2 | human cell | lysosome | Alexa Fluor 561 (yellow) | Nikon SIM setup (Eclipse T1) microscope in a wide field mode, the microscope is fitted with a Plan Apochromat TIRF 100X, 1.49NA objective, wavelength 561 nm | wide-field microscope | with a Plan Apochromat TIRF 100X, 1.49-NA objective. | 100 x 100 nm. Nearest interpolation with a factor of 2 | Nikon SIM setup (Eclipse T1) microscope in a structure illumination microscopy (SIM) super-resolution mode, the microscope is fitted with a Plan Apochromat TIRF 100X, 1.49NA objective, wavelength 561 nm | structured illumination microscope | with a Plan Apochromat TIRF 100X, 1.49NA objective. | 50 x 50 nm
227 | w2s-c1-sr-5 |  | in | 2 | lysosome | sr | 2 | 1 | 40 | E:\qiqilu\datasets\W2S\transformed\test\channel_1\WF_ave_300 | E:\qiqilu\datasets\W2S\transformed\test\channel_1\SIM | Unknown | E:\qiqilu\datasets\W2S\transformed\test.txt | super-resolution with a scale factor of 2 | human cell | lysosome | Alexa Fluor 561 (yellow) | Nikon SIM setup (Eclipse T1) microscope in a wide field mode, the microscope is fitted with a Plan Apochromat TIRF 100X, 1.49NA objective, wavelength 561 nm | wide-field microscope | with a Plan Apochromat TIRF 100X, 1.49-NA objective. | 100 x 100 nm. Nearest interpolation with a factor of 2 | Nikon SIM setup (Eclipse T1) microscope in a structure illumination microscopy (SIM) super-resolution mode, the microscope is fitted with a Plan Apochromat TIRF 100X, 1.49NA objective, wavelength 561 nm | structured illumination microscope | with a Plan Apochromat TIRF 100X, 1.49NA objective. | 50 x 50 nm
228 | w2s-c1-sr-6 |  | in | 2 | lysosome | sr | 2 | 1 | 40 | E:\qiqilu\datasets\W2S\transformed\test\channel_1\WF_ave_400 | E:\qiqilu\datasets\W2S\transformed\test\channel_1\SIM | Unknown | E:\qiqilu\datasets\W2S\transformed\test.txt | super-resolution with a scale factor of 2 | human cell | lysosome | Alexa Fluor 561 (yellow) | Nikon SIM setup (Eclipse T1) microscope in a wide field mode, the microscope is fitted with a Plan Apochromat TIRF 100X, 1.49NA objective, wavelength 561 nm | wide-field microscope | with a Plan Apochromat TIRF 100X, 1.49-NA objective. | 100 x 100 nm. Nearest interpolation with a factor of 2 | Nikon SIM setup (Eclipse T1) microscope in a structure illumination microscopy (SIM) super-resolution mode, the microscope is fitted with a Plan Apochromat TIRF 100X, 1.49NA objective, wavelength 561 nm | structured illumination microscope | with a Plan Apochromat TIRF 100X, 1.49NA objective. | 50 x 50 nm
229 | w2s-c1-sr-7 |  | in | 2 | lysosome | sr | 2 | 1 | 40 | E:\qiqilu\datasets\W2S\transformed\test\channel_1\SIM_ave | E:\qiqilu\datasets\W2S\transformed\test\channel_1\SIM | Unknown | E:\qiqilu\datasets\W2S\transformed\test.txt | super-resolution with a scale factor of 2 | human cell | lysosome | Alexa Fluor 561 (yellow) | Nikon SIM setup (Eclipse T1) microscope in a wide field mode, the microscope is fitted with a Plan Apochromat TIRF 100X, 1.49NA objective, wavelength 561 nm | wide-field microscope | with a Plan Apochromat TIRF 100X, 1.49-NA objective. | 100 x 100 nm. Nearest interpolation with a factor of 2 | Nikon SIM setup (Eclipse T1) microscope in a structure illumination microscopy (SIM) super-resolution mode, the microscope is fitted with a Plan Apochromat TIRF 100X, 1.49NA objective, wavelength 561 nm | structured illumination microscope | with a Plan Apochromat TIRF 100X, 1.49NA objective. | 50 x 50 nm
230 | w2s-c2-sr-1 |  | in | 2 | F-actin | sr | 2 | 1 | 40 | E:\qiqilu\datasets\W2S\transformed\test\channel_2\WF_ave_10 | E:\qiqilu\datasets\W2S\transformed\test\channel_2\SIM | Unknown | E:\qiqilu\datasets\W2S\transformed\test.txt | super-resolution with a scale factor of 2 | human cell | actin filament | Alexa Fluor 640 (red) | Nikon SIM setup (Eclipse T1) microscope in a wide field mode, the microscope is fitted with a Plan Apochromat TIRF 100X, 1.49NA objective, wavelength 640 nm | wide-field microscope | with a Plan Apochromat TIRF 100X, 1.49-NA objective. | 100 x 100 nm. Nearest interpolation with a factor of 2 | Nikon SIM setup (Eclipse T1) microscope in a structure illumination microscopy (SIM) super-resolution mode, the microscope is fitted with a Plan Apochromat TIRF 100X, 1.49NA objective, wavelength 640 nm | structured illumination microscope | with a Plan Apochromat TIRF 100X, 1.49NA objective. | 50 x 50 nm
231 | w2s-c2-sr-2 |  | in | 2 | F-actin | sr | 2 | 1 | 40 | E:\qiqilu\datasets\W2S\transformed\test\channel_2\WF_ave_50 | E:\qiqilu\datasets\W2S\transformed\test\channel_2\SIM | Unknown | E:\qiqilu\datasets\W2S\transformed\test.txt | super-resolution with a scale factor of 2 | human cell | actin filament | Alexa Fluor 640 (red) | Nikon SIM setup (Eclipse T1) microscope in a wide field mode, the microscope is fitted with a Plan Apochromat TIRF 100X, 1.49NA objective, wavelength 640 nm | wide-field microscope | with a Plan Apochromat TIRF 100X, 1.49-NA objective. | 100 x 100 nm. Nearest interpolation with a factor of 2 | Nikon SIM setup (Eclipse T1) microscope in a structure illumination microscopy (SIM) super-resolution mode, the microscope is fitted with a Plan Apochromat TIRF 100X, 1.49NA objective, wavelength 640 nm | structured illumination microscope | with a Plan Apochromat TIRF 100X, 1.49NA objective. | 50 x 50 nm
232 | w2s-c2-sr-3 |  | in | 2 | F-actin | sr | 2 | 1 | 40 | E:\qiqilu\datasets\W2S\transformed\test\channel_2\WF_ave_100 | E:\qiqilu\datasets\W2S\transformed\test\channel_2\SIM | Unknown | E:\qiqilu\datasets\W2S\transformed\test.txt | super-resolution with a scale factor of 2 | human cell | actin filament | Alexa Fluor 640 (red) | Nikon SIM setup (Eclipse T1) microscope in a wide field mode, the microscope is fitted with a Plan Apochromat TIRF 100X, 1.49NA objective, wavelength 640 nm | wide-field microscope | with a Plan Apochromat TIRF 100X, 1.49-NA objective. | 100 x 100 nm. Nearest interpolation with a factor of 2 | Nikon SIM setup (Eclipse T1) microscope in a structure illumination microscopy (SIM) super-resolution mode, the microscope is fitted with a Plan Apochromat TIRF 100X, 1.49NA objective, wavelength 640 nm | structured illumination microscope | with a Plan Apochromat TIRF 100X, 1.49NA objective. | 50 x 50 nm
233 | w2s-c2-sr-4 |  | in | 2 | F-actin | sr | 2 | 1 | 40 | E:\qiqilu\datasets\W2S\transformed\test\channel_2\WF_ave_200 | E:\qiqilu\datasets\W2S\transformed\test\channel_2\SIM | Unknown | E:\qiqilu\datasets\W2S\transformed\test.txt | super-resolution with a scale factor of 2 | human cell | actin filament | Alexa Fluor 640 (red) | Nikon SIM setup (Eclipse T1) microscope in a wide field mode, the microscope is fitted with a Plan Apochromat TIRF 100X, 1.49NA objective, wavelength 640 nm | wide-field microscope | with a Plan Apochromat TIRF 100X, 1.49-NA objective. | 100 x 100 nm. Nearest interpolation with a factor of 2 | Nikon SIM setup (Eclipse T1) microscope in a structure illumination microscopy (SIM) super-resolution mode, the microscope is fitted with a Plan Apochromat TIRF 100X, 1.49NA objective, wavelength 640 nm | structured illumination microscope | with a Plan Apochromat TIRF 100X, 1.49NA objective. | 50 x 50 nm
234 | w2s-c2-sr-5 |  | in | 2 | F-actin | sr | 2 | 1 | 40 | E:\qiqilu\datasets\W2S\transformed\test\channel_2\WF_ave_300 | E:\qiqilu\datasets\W2S\transformed\test\channel_2\SIM | Unknown | E:\qiqilu\datasets\W2S\transformed\test.txt | super-resolution with a scale factor of 2 | human cell | actin filament | Alexa Fluor 640 (red) | Nikon SIM setup (Eclipse T1) microscope in a wide field mode, the microscope is fitted with a Plan Apochromat TIRF 100X, 1.49NA objective, wavelength 640 nm | wide-field microscope | with a Plan Apochromat TIRF 100X, 1.49-NA objective. | 100 x 100 nm. Nearest interpolation with a factor of 2 | Nikon SIM setup (Eclipse T1) microscope in a structure illumination microscopy (SIM) super-resolution mode, the microscope is fitted with a Plan Apochromat TIRF 100X, 1.49NA objective, wavelength 640 nm | structured illumination microscope | with a Plan Apochromat TIRF 100X, 1.49NA objective. | 50 x 50 nm
235 | w2s-c2-sr-6 |  | in | 2 | F-actin | sr | 2 | 1 | 40 | E:\qiqilu\datasets\W2S\transformed\test\channel_2\WF_ave_400 | E:\qiqilu\datasets\W2S\transformed\test\channel_2\SIM | Unknown | E:\qiqilu\datasets\W2S\transformed\test.txt | super-resolution with a scale factor of 2 | human cell | actin filament | Alexa Fluor 640 (red) | Nikon SIM setup (Eclipse T1) microscope in a wide field mode, the microscope is fitted with a Plan Apochromat TIRF 100X, 1.49NA objective, wavelength 640 nm | wide-field microscope | with a Plan Apochromat TIRF 100X, 1.49-NA objective. | 100 x 100 nm. Nearest interpolation with a factor of 2 | Nikon SIM setup (Eclipse T1) microscope in a structure illumination microscopy (SIM) super-resolution mode, the microscope is fitted with a Plan Apochromat TIRF 100X, 1.49NA objective, wavelength 640 nm | structured illumination microscope | with a Plan Apochromat TIRF 100X, 1.49NA objective. | 50 x 50 nm
236 | w2s-c2-sr-7 |  | in | 2 | F-actin | sr | 2 | 1 | 40 | E:\qiqilu\datasets\W2S\transformed\test\channel_2\SIM_ave | E:\qiqilu\datasets\W2S\transformed\test\channel_2\SIM | Unknown | E:\qiqilu\datasets\W2S\transformed\test.txt | super-resolution with a scale factor of 2 | human cell | actin filament | Alexa Fluor 640 (red) | Nikon SIM setup (Eclipse T1) microscope in a wide field mode, the microscope is fitted with a Plan Apochromat TIRF 100X, 1.49NA objective, wavelength 640 nm | wide-field microscope | with a Plan Apochromat TIRF 100X, 1.49-NA objective. | 100 x 100 nm. Nearest interpolation with a factor of 2 | Nikon SIM setup (Eclipse T1) microscope in a structure illumination microscopy (SIM) super-resolution mode, the microscope is fitted with a Plan Apochromat TIRF 100X, 1.49NA objective, wavelength 640 nm | structured illumination microscope | with a Plan Apochromat TIRF 100X, 1.49NA objective. | 50 x 50 nm
239 | srcaco2-h2b-sr-2 |  | in | 2 | histone | sr | 2 | 1 | 4 | E:\qiqilu\datasets\SR-CACO-2\transformed\test\channel_h2b\LowRes512_patch_512_2d | E:\qiqilu\datasets\SR-CACO-2\transformed\test\channel_h2b\HighRes1024_patch_1024_2d | Unknown | E:\qiqilu\datasets\SR-CACO-2\transformed\test_patch.txt | super-resolution with a scale factor of 2 | Caco-2 cell | histone | mCherry (RFP) | Zeiss LSM700 confocal microscope using a 20x/0.8NA objective lens | confocal microscope | with a 20x/0.8-NA objective lens. | 1000 x 1000 nm. Nearest interpolation with a factor of 2 | Zeiss LSM700 confocal microscope using a 20x/0.8NA objective lens | confocal microscope | with a 20x/0.8NA objective lens. | 500 x 500 nm
240 | srcaco2-h2b-dn-8 |  | \ | 2 | histone | dn | 1 | -8 | 4 | E:\qiqilu\datasets\SR-CACO-2\transformed\test\channel_h2b\LowRes128_patch_128_2d | E:\qiqilu\datasets\SR-CACO-2\transformed\test\channel_h2b\HighRes1024_patch_1024_2d | Unknown | E:\qiqilu\datasets\SR-CACO-2\transformed\test_patch.txt | denoising | Caco-2 cell | histone | mCherry (RFP) | Zeiss LSM700 confocal microscope using a 20x/0.8NA objective lens | confocal microscope | with a 20x/0.8-NA objective lens. | 4000 x 4000 nm | Zeiss LSM700 confocal microscope using a 20x/0.8NA objective lens | confocal microscope | with a 20x/0.8NA objective lens. | 4000 x 4000 nm
241 | srcaco2-h2b-dn-4 |  | \ | 2 | histone | dn | 1 | -4 | 4 | E:\qiqilu\datasets\SR-CACO-2\transformed\test\channel_h2b\LowRes256_patch_256_2d | E:\qiqilu\datasets\SR-CACO-2\transformed\test\channel_h2b\HighRes1024_patch_1024_2d | Unknown | E:\qiqilu\datasets\SR-CACO-2\transformed\test_patch.txt | denoising | Caco-2 cell | histone | mCherry (RFP) | Zeiss LSM700 confocal microscope using a 20x/0.8NA objective lens | confocal microscope | with a 20x/0.8-NA objective lens. | 2000 x 2000 nm | Zeiss LSM700 confocal microscope using a 20x/0.8NA objective lens | confocal microscope | with a 20x/0.8NA objective lens. | 2000 x 2000 nm
242 | srcaco2-h2b-dn-2 |  | in | 2 | histone | dn | 1 | -2 | 4 | E:\qiqilu\datasets\SR-CACO-2\transformed\test\channel_h2b\LowRes512_patch_512_2d | E:\qiqilu\datasets\SR-CACO-2\transformed\test\channel_h2b\HighRes1024_patch_1024_2d | Unknown | E:\qiqilu\datasets\SR-CACO-2\transformed\test_patch.txt | denoising | Caco-2 cell | histone | mCherry (RFP) | Zeiss LSM700 confocal microscope using a 20x/0.8NA objective lens | confocal microscope | with a 20x/0.8-NA objective lens. | 1000 x 1000 nm | Zeiss LSM700 confocal microscope using a 20x/0.8NA objective lens | confocal microscope | with a 20x/0.8NA objective lens. | 1000 x 1000 nm
245 | srcaco2-survivin-sr-2 |  | in | 2 | survivin | sr | 2 | 1 | 4 | E:\qiqilu\datasets\SR-CACO-2\transformed\test\channel_survivin\LowRes512_patch_512_2d | E:\qiqilu\datasets\SR-CACO-2\transformed\test\channel_survivin\HighRes1024_patch_1024_2d | Unknown | E:\qiqilu\datasets\SR-CACO-2\transformed\test_patch.txt | super-resolution with a scale factor of 2 | Caco-2 cell | survivin | unknown | Zeiss LSM700 confocal microscope using a 20x/0.8NA objective lens | confocal microscope | with a 20x/0.8-NA objective lens. | 1000 x 1000 nm. Nearest interpolation with a factor of 2 | Zeiss LSM700 confocal microscope using a 20x/0.8NA objective lens | confocal microscope | with a 20x/0.8NA objective lens. | 500 x 500 nm
246 | srcaco2-survivin-dn-8 |  | \ | 2 | survivin | dn | 1 | -8 | 4 | E:\qiqilu\datasets\SR-CACO-2\transformed\test\channel_survivin\LowRes128_patch_128_2d | E:\qiqilu\datasets\SR-CACO-2\transformed\test\channel_survivin\HighRes1024_patch_1024_2d | Unknown | E:\qiqilu\datasets\SR-CACO-2\transformed\test_patch.txt | denoising | Caco-2 cell | survivin | unknown | Zeiss LSM700 confocal microscope using a 20x/0.8NA objective lens | confocal microscope | with a 20x/0.8-NA objective lens. | 4000 x 4000 nm | Zeiss LSM700 confocal microscope using a 20x/0.8NA objective lens | confocal microscope | with a 20x/0.8NA objective lens. | 4000 x 4000 nm
247 | srcaco2-survivin-dn-4 |  | \ | 2 | survivin | dn | 1 | -4 | 4 | E:\qiqilu\datasets\SR-CACO-2\transformed\test\channel_survivin\LowRes256_patch_256_2d | E:\qiqilu\datasets\SR-CACO-2\transformed\test\channel_survivin\HighRes1024_patch_1024_2d | Unknown | E:\qiqilu\datasets\SR-CACO-2\transformed\test_patch.txt | denoising | Caco-2 cell | survivin | unknown | Zeiss LSM700 confocal microscope using a 20x/0.8NA objective lens | confocal microscope | with a 20x/0.8-NA objective lens. | 2000 x 2000 nm | Zeiss LSM700 confocal microscope using a 20x/0.8NA objective lens | confocal microscope | with a 20x/0.8NA objective lens. | 2000 x 2000 nm
248 | srcaco2-survivin-dn-2 |  | in | 2 | survivin | dn | 1 | -2 | 4 | E:\qiqilu\datasets\SR-CACO-2\transformed\test\channel_survivin\LowRes512_patch_512_2d | E:\qiqilu\datasets\SR-CACO-2\transformed\test\channel_survivin\HighRes1024_patch_1024_2d | Unknown | E:\qiqilu\datasets\SR-CACO-2\transformed\test_patch.txt | denoising | Caco-2 cell | survivin | unknown | Zeiss LSM700 confocal microscope using a 20x/0.8NA objective lens | confocal microscope | with a 20x/0.8-NA objective lens. | 1000 x 1000 nm | Zeiss LSM700 confocal microscope using a 20x/0.8NA objective lens | confocal microscope | with a 20x/0.8NA objective lens. | 1000 x 1000 nm
251 | srcaco2-tubulin-sr-2 |  | in | 2 | tubulin | sr | 2 | 1 | 4 | E:\qiqilu\datasets\SR-CACO-2\transformed\test\channel_tubulin\LowRes512_patch_512_2d | E:\qiqilu\datasets\SR-CACO-2\transformed\test\channel_tubulin\HighRes1024_patch_1024_2d | Unknown | E:\qiqilu\datasets\SR-CACO-2\transformed\test_patch.txt | super-resolution with a scale factor of 2 | Caco-2 cell | tubulin | GFP (green) | Zeiss LSM700 confocal microscope using a 20x/0.8NA objective lens | confocal microscope | with a 20x/0.8-NA objective lens. | 1000 x 1000 nm. Nearest interpolation with a factor of 2 | Zeiss LSM700 confocal microscope using a 20x/0.8NA objective lens | confocal microscope | with a 20x/0.8NA objective lens. | 500 x 500 nm
252 | srcaco2-tubulin-dn-8 |  | \ | 2 | tubulin | dn | 1 | -8 | 4 | E:\qiqilu\datasets\SR-CACO-2\transformed\test\channel_tubulin\LowRes128_patch_128_2d | E:\qiqilu\datasets\SR-CACO-2\transformed\test\channel_tubulin\HighRes1024_patch_1024_2d | Unknown | E:\qiqilu\datasets\SR-CACO-2\transformed\test_patch.txt | denoising | Caco-2 cell | tubulin | GFP (green) | Zeiss LSM700 confocal microscope using a 20x/0.8NA objective lens | confocal microscope | with a 20x/0.8-NA objective lens. | 4000 x 4000 nm | Zeiss LSM700 confocal microscope using a 20x/0.8NA objective lens | confocal microscope | with a 20x/0.8NA objective lens. | 4000 x 4000 nm
253 | srcaco2-tubulin-dn-4 |  | \ | 2 | tubulin | dn | 1 | -4 | 4 | E:\qiqilu\datasets\SR-CACO-2\transformed\test\channel_tubulin\LowRes256_patch_256_2d | E:\qiqilu\datasets\SR-CACO-2\transformed\test\channel_tubulin\HighRes1024_patch_1024_2d | Unknown | E:\qiqilu\datasets\SR-CACO-2\transformed\test_patch.txt | denoising | Caco-2 cell | tubulin | GFP (green) | Zeiss LSM700 confocal microscope using a 20x/0.8NA objective lens | confocal microscope | with a 20x/0.8-NA objective lens. | 2000 x 2000 nm | Zeiss LSM700 confocal microscope using a 20x/0.8NA objective lens | confocal microscope | with a 20x/0.8NA objective lens. | 2000 x 2000 nm
254 | srcaco2-tubulin-dn-2 |  | in | 2 | tubulin | dn | 1 | -2 | 4 | E:\qiqilu\datasets\SR-CACO-2\transformed\test\channel_tubulin\LowRes512_patch_512_2d | E:\qiqilu\datasets\SR-CACO-2\transformed\test\channel_tubulin\HighRes1024_patch_1024_2d | Unknown | E:\qiqilu\datasets\SR-CACO-2\transformed\test_patch.txt | denoising | Caco-2 cell | tubulin | GFP (green) | Zeiss LSM700 confocal microscope using a 20x/0.8NA objective lens | confocal microscope | with a 20x/0.8-NA objective lens. | 1000 x 1000 nm | Zeiss LSM700 confocal microscope using a 20x/0.8NA objective lens | confocal microscope | with a 20x/0.8NA objective lens. | 1000 x 1000 nm
255 | fmd-confocal-bpae-b-avg2 |  | in | 2 | nuclei | dn | 1 | 1 | 10 | E:\qiqilu\datasets\FMD\transformed\Confocal_BPAE\test\channel_B\avg2\repeat_1 | E:\qiqilu\datasets\FMD\transformed\Confocal_BPAE\test\channel_B\gt | Unknown | E:\qiqilu\datasets\FMD\transformed\Confocal_BPAE\test.txt | denoising | fixed bovine pulmonary artery endothelial (BPAE) cell | nuclei | DAPI (blue) | Nikon A1R-MP laser scanning confocal microscope equipped with a Nikon Apo LWD 40x, 1.15 NA water immersion objective. Excitation wavelength 405 nm, 0.5% laser power, 110 PMT gain | confocal microscope | with a Nikon Apo LWD 40x, 1.15 NA water immersion objective. | 300 x 300 nm | Nikon A1R-MP laser scanning confocal microscope equipped with a Nikon Apo LWD 40x, 1.15 NA water immersion objective. Excitation wavelength 405 nm, 0.5% laser power, 110 PMT gain | confocal microscope | with a Nikon Apo LWD 40x, 1.15 NA water immersion objective. | 300 x 300 nm
305 | fmd-confocal-bpae-b-avg4 |  | in | 2 | nuclei | dn | 1 | 1 | 10 | E:\qiqilu\datasets\FMD\transformed\Confocal_BPAE\test\channel_B\avg4\repeat_1 | E:\qiqilu\datasets\FMD\transformed\Confocal_BPAE\test\channel_B\gt | Unknown | E:\qiqilu\datasets\FMD\transformed\Confocal_BPAE\test.txt | denoising | fixed bovine pulmonary artery endothelial (BPAE) cell | nuclei | DAPI (blue) | Nikon A1R-MP laser scanning confocal microscope equipped with a Nikon Apo LWD 40x, 1.15 NA water immersion objective. Excitation wavelength 405 nm, 0.5% laser power, 110 PMT gain | confocal microscope | with a Nikon Apo LWD 40x, 1.15 NA water immersion objective. | 300 x 300 nm | Nikon A1R-MP laser scanning confocal microscope equipped with a Nikon Apo LWD 40x, 1.15 NA water immersion objective. Excitation wavelength 405 nm, 0.5% laser power, 110 PMT gain | confocal microscope | with a Nikon Apo LWD 40x, 1.15 NA water immersion objective. | 300 x 300 nm
355 | fmd-confocal-bpae-b-avg8 |  | in | 2 | nuclei | dn | 1 | 1 | 10 | E:\qiqilu\datasets\FMD\transformed\Confocal_BPAE\test\channel_B\avg8\repeat_1 | E:\qiqilu\datasets\FMD\transformed\Confocal_BPAE\test\channel_B\gt | Unknown | E:\qiqilu\datasets\FMD\transformed\Confocal_BPAE\test.txt | denoising | fixed bovine pulmonary artery endothelial (BPAE) cell | nuclei | DAPI (blue) | Nikon A1R-MP laser scanning confocal microscope equipped with a Nikon Apo LWD 40x, 1.15 NA water immersion objective. Excitation wavelength 405 nm, 0.5% laser power, 110 PMT gain | confocal microscope | with a Nikon Apo LWD 40x, 1.15 NA water immersion objective. | 300 x 300 nm | Nikon A1R-MP laser scanning confocal microscope equipped with a Nikon Apo LWD 40x, 1.15 NA water immersion objective. Excitation wavelength 405 nm, 0.5% laser power, 110 PMT gain | confocal microscope | with a Nikon Apo LWD 40x, 1.15 NA water immersion objective. | 300 x 300 nm
405 | fmd-confocal-bpae-b-avg16 |  | in | 2 | nuclei | dn | 1 | 1 | 10 | E:\qiqilu\datasets\FMD\transformed\Confocal_BPAE\test\channel_B\avg16\repeat_1 | E:\qiqilu\datasets\FMD\transformed\Confocal_BPAE\test\channel_B\gt | Unknown | E:\qiqilu\datasets\FMD\transformed\Confocal_BPAE\test.txt | denoising | fixed bovine pulmonary artery endothelial (BPAE) cell | nuclei | DAPI (blue) | Nikon A1R-MP laser scanning confocal microscope equipped with a Nikon Apo LWD 40x, 1.15 NA water immersion objective. Excitation wavelength 405 nm, 0.5% laser power, 110 PMT gain | confocal microscope | with a Nikon Apo LWD 40x, 1.15 NA water immersion objective. | 300 x 300 nm | Nikon A1R-MP laser scanning confocal microscope equipped with a Nikon Apo LWD 40x, 1.15 NA water immersion objective. Excitation wavelength 405 nm, 0.5% laser power, 110 PMT gain | confocal microscope | with a Nikon Apo LWD 40x, 1.15 NA water immersion objective. | 300 x 300 nm
455 | fmd-confocal-bpae-g-avg2 |  | in | 2 | F-actin | dn | 1 | 1 | 10 | E:\qiqilu\datasets\FMD\transformed\Confocal_BPAE\test\channel_G\avg2\repeat_1 | E:\qiqilu\datasets\FMD\transformed\Confocal_BPAE\test\channel_G\gt | Unknown | E:\qiqilu\datasets\FMD\transformed\Confocal_BPAE\test.txt | denoising | fixed bovine pulmonary artery endothelial (BPAE) cell | actin filament | Alexa Fluor 488 (green) | Nikon A1R-MP laser scanning confocal microscope equipped with a Nikon Apo LWD 40x, 1.15 NA water immersion objective. Excitation wavelength 488 nm, 0.5% laser power, 110 PMT gain | confocal microscope | with a Nikon Apo LWD 40x, 1.15 NA water immersion objective. | 300 x 300 nm | Nikon A1R-MP laser scanning confocal microscope equipped with a Nikon Apo LWD 40x, 1.15 NA water immersion objective. Excitation wavelength 488 nm, 0.5% laser power, 110 PMT gain | confocal microscope | with a Nikon Apo LWD 40x, 1.15 NA water immersion objective. | 300 x 300 nm
505 | fmd-confocal-bpae-g-avg4 |  | in | 2 | F-actin | dn | 1 | 1 | 10 | E:\qiqilu\datasets\FMD\transformed\Confocal_BPAE\test\channel_G\avg4\repeat_1 | E:\qiqilu\datasets\FMD\transformed\Confocal_BPAE\test\channel_G\gt | Unknown | E:\qiqilu\datasets\FMD\transformed\Confocal_BPAE\test.txt | denoising | fixed bovine pulmonary artery endothelial (BPAE) cell | actin filament | Alexa Fluor 488 (green) | Nikon A1R-MP laser scanning confocal microscope equipped with a Nikon Apo LWD 40x, 1.15 NA water immersion objective. Excitation wavelength 488 nm, 0.5% laser power, 110 PMT gain | confocal microscope | with a Nikon Apo LWD 40x, 1.15 NA water immersion objective. | 300 x 300 nm | Nikon A1R-MP laser scanning confocal microscope equipped with a Nikon Apo LWD 40x, 1.15 NA water immersion objective. Excitation wavelength 488 nm, 0.5% laser power, 110 PMT gain | confocal microscope | with a Nikon Apo LWD 40x, 1.15 NA water immersion objective. | 300 x 300 nm
555 | fmd-confocal-bpae-g-avg8 |  | in | 2 | F-actin | dn | 1 | 1 | 10 | E:\qiqilu\datasets\FMD\transformed\Confocal_BPAE\test\channel_G\avg8\repeat_1 | E:\qiqilu\datasets\FMD\transformed\Confocal_BPAE\test\channel_G\gt | Unknown | E:\qiqilu\datasets\FMD\transformed\Confocal_BPAE\test.txt | denoising | fixed bovine pulmonary artery endothelial (BPAE) cell | actin filament | Alexa Fluor 488 (green) | Nikon A1R-MP laser scanning confocal microscope equipped with a Nikon Apo LWD 40x, 1.15 NA water immersion objective. Excitation wavelength 488 nm, 0.5% laser power, 110 PMT gain | confocal microscope | with a Nikon Apo LWD 40x, 1.15 NA water immersion objective. | 300 x 300 nm | Nikon A1R-MP laser scanning confocal microscope equipped with a Nikon Apo LWD 40x, 1.15 NA water immersion objective. Excitation wavelength 488 nm, 0.5% laser power, 110 PMT gain | confocal microscope | with a Nikon Apo LWD 40x, 1.15 NA water immersion objective. | 300 x 300 nm
605 | fmd-confocal-bpae-g-avg16 |  | in | 2 | F-actin | dn | 1 | 1 | 10 | E:\qiqilu\datasets\FMD\transformed\Confocal_BPAE\test\channel_G\avg16\repeat_1 | E:\qiqilu\datasets\FMD\transformed\Confocal_BPAE\test\channel_G\gt | Unknown | E:\qiqilu\datasets\FMD\transformed\Confocal_BPAE\test.txt | denoising | fixed bovine pulmonary artery endothelial (BPAE) cell | actin filament | Alexa Fluor 488 (green) | Nikon A1R-MP laser scanning confocal microscope equipped with a Nikon Apo LWD 40x, 1.15 NA water immersion objective. Excitation wavelength 488 nm, 0.5% laser power, 110 PMT gain | confocal microscope | with a Nikon Apo LWD 40x, 1.15 NA water immersion objective. | 300 x 300 nm | Nikon A1R-MP laser scanning confocal microscope equipped with a Nikon Apo LWD 40x, 1.15 NA water immersion objective. Excitation wavelength 488 nm, 0.5% laser power, 110 PMT gain | confocal microscope | with a Nikon Apo LWD 40x, 1.15 NA water immersion objective. | 300 x 300 nm
655 | fmd-confocal-bpae-r-avg2 |  | in | 2 | Mito | dn | 1 | 1 | 10 | E:\qiqilu\datasets\FMD\transformed\Confocal_BPAE\test\channel_R\avg2\repeat_1 | E:\qiqilu\datasets\FMD\transformed\Confocal_BPAE\test\channel_R\gt | Unknown | E:\qiqilu\datasets\FMD\transformed\Confocal_BPAE\test.txt | denoising | fixed bovine pulmonary artery endothelial (BPAE) cell | mitochondria | MitoTracker Red CMXRos (red) | Nikon A1R-MP laser scanning confocal microscope equipped with a Nikon Apo LWD 40x, 1.15 NA water immersion objective. Excitation wavelength 561 nm, 0.5% laser power, 110 PMT gain | confocal microscope | with a Nikon Apo LWD 40x, 1.15 NA water immersion objective. | 300 x 300 nm | Nikon A1R-MP laser scanning confocal microscope equipped with a Nikon Apo LWD 40x, 1.15 NA water immersion objective. Excitation wavelength 561 nm, 0.5% laser power, 110 PMT gain | confocal microscope | with a Nikon Apo LWD 40x, 1.15 NA water immersion objective. | 300 x 300 nm
705 | fmd-confocal-bpae-r-avg4 |  | in | 2 | Mito | dn | 1 | 1 | 10 | E:\qiqilu\datasets\FMD\transformed\Confocal_BPAE\test\channel_R\avg4\repeat_1 | E:\qiqilu\datasets\FMD\transformed\Confocal_BPAE\test\channel_R\gt | Unknown | E:\qiqilu\datasets\FMD\transformed\Confocal_BPAE\test.txt | denoising | fixed bovine pulmonary artery endothelial (BPAE) cell | mitochondria | MitoTracker Red CMXRos (red) | Nikon A1R-MP laser scanning confocal microscope equipped with a Nikon Apo LWD 40x, 1.15 NA water immersion objective. Excitation wavelength 561 nm, 0.5% laser power, 110 PMT gain | confocal microscope | with a Nikon Apo LWD 40x, 1.15 NA water immersion objective. | 300 x 300 nm | Nikon A1R-MP laser scanning confocal microscope equipped with a Nikon Apo LWD 40x, 1.15 NA water immersion objective. Excitation wavelength 561 nm, 0.5% laser power, 110 PMT gain | confocal microscope | with a Nikon Apo LWD 40x, 1.15 NA water immersion objective. | 300 x 300 nm
755 | fmd-confocal-bpae-r-avg8 |  | in | 2 | Mito | dn | 1 | 1 | 10 | E:\qiqilu\datasets\FMD\transformed\Confocal_BPAE\test\channel_R\avg8\repeat_1 | E:\qiqilu\datasets\FMD\transformed\Confocal_BPAE\test\channel_R\gt | Unknown | E:\qiqilu\datasets\FMD\transformed\Confocal_BPAE\test.txt | denoising | fixed bovine pulmonary artery endothelial (BPAE) cell | mitochondria | MitoTracker Red CMXRos (red) | Nikon A1R-MP laser scanning confocal microscope equipped with a Nikon Apo LWD 40x, 1.15 NA water immersion objective. Excitation wavelength 561 nm, 0.5% laser power, 110 PMT gain | confocal microscope | with a Nikon Apo LWD 40x, 1.15 NA water immersion objective. | 300 x 300 nm | Nikon A1R-MP laser scanning confocal microscope equipped with a Nikon Apo LWD 40x, 1.15 NA water immersion objective. Excitation wavelength 561 nm, 0.5% laser power, 110 PMT gain | confocal microscope | with a Nikon Apo LWD 40x, 1.15 NA water immersion objective. | 300 x 300 nm
805 | fmd-confocal-bpae-r-avg16 |  | in | 2 | Mito | dn | 1 | 1 | 10 | E:\qiqilu\datasets\FMD\transformed\Confocal_BPAE\test\channel_R\avg16\repeat_1 | E:\qiqilu\datasets\FMD\transformed\Confocal_BPAE\test\channel_R\gt | Unknown | E:\qiqilu\datasets\FMD\transformed\Confocal_BPAE\test.txt | denoising | fixed bovine pulmonary artery endothelial (BPAE) cell | mitochondria | MitoTracker Red CMXRos (red) | Nikon A1R-MP laser scanning confocal microscope equipped with a Nikon Apo LWD 40x, 1.15 NA water immersion objective. Excitation wavelength 561 nm, 0.5% laser power, 110 PMT gain | confocal microscope | with a Nikon Apo LWD 40x, 1.15 NA water immersion objective. | 300 x 300 nm | Nikon A1R-MP laser scanning confocal microscope equipped with a Nikon Apo LWD 40x, 1.15 NA water immersion objective. Excitation wavelength 561 nm, 0.5% laser power, 110 PMT gain | confocal microscope | with a Nikon Apo LWD 40x, 1.15 NA water immersion objective. | 300 x 300 nm
855 | fmd-confocal-fish-avg2 |  | in | 2 | NCC | dn | 1 | 1 | 10 | E:\qiqilu\datasets\FMD\transformed\Confocal_FISH\test\channel_0\avg2\repeat_1 | E:\qiqilu\datasets\FMD\transformed\Confocal_FISH\test\channel_0\gt | Unknown | E:\qiqilu\datasets\FMD\transformed\Confocal_FISH\test.txt | denoising | fixed zebrafish embryos | neural crest cells | eGFP (GFP) | Nikon A1R-MP laser scanning confocal microscope equipped with a Nikon Apo LWD 40x, 1.15 NA water immersion objective. Excitation wavelength 488 nm, 10% laser power, 140 PMT gain | confocal microscope | with a Nikon Apo LWD 40x, 1.15 NA water immersion objective. | 300 x 300 nm | Nikon A1R-MP laser scanning confocal microscope equipped with a Nikon Apo LWD 40x, 1.15 NA water immersion objective. Excitation wavelength 488 nm, 10% laser power, 140 PMT gain | confocal microscope | with a Nikon Apo LWD 40x, 1.15 NA water immersion objective. | 300 x 300 nm
905 | fmd-confocal-fish-avg4 |  | in | 2 | NCC | dn | 1 | 1 | 10 | E:\qiqilu\datasets\FMD\transformed\Confocal_FISH\test\channel_0\avg4\repeat_1 | E:\qiqilu\datasets\FMD\transformed\Confocal_FISH\test\channel_0\gt | Unknown | E:\qiqilu\datasets\FMD\transformed\Confocal_FISH\test.txt | denoising | fixed zebrafish embryos | neural crest cells | eGFP (GFP) | Nikon A1R-MP laser scanning confocal microscope equipped with a Nikon Apo LWD 40x, 1.15 NA water immersion objective. Excitation wavelength 488 nm, 10% laser power, 140 PMT gain | confocal microscope | with a Nikon Apo LWD 40x, 1.15 NA water immersion objective. | 300 x 300 nm | Nikon A1R-MP laser scanning confocal microscope equipped with a Nikon Apo LWD 40x, 1.15 NA water immersion objective. Excitation wavelength 488 nm, 10% laser power, 140 PMT gain | confocal microscope | with a Nikon Apo LWD 40x, 1.15 NA water immersion objective. | 300 x 300 nm
955 | fmd-confocal-fish-avg8 |  | in | 2 | NCC | dn | 1 | 1 | 10 | E:\qiqilu\datasets\FMD\transformed\Confocal_FISH\test\channel_0\avg8\repeat_1 | E:\qiqilu\datasets\FMD\transformed\Confocal_FISH\test\channel_0\gt | Unknown | E:\qiqilu\datasets\FMD\transformed\Confocal_FISH\test.txt | denoising | fixed zebrafish embryos | neural crest cells | eGFP (GFP) | Nikon A1R-MP laser scanning confocal microscope equipped with a Nikon Apo LWD 40x, 1.15 NA water immersion objective. Excitation wavelength 488 nm, 10% laser power, 140 PMT gain | confocal microscope | with a Nikon Apo LWD 40x, 1.15 NA water immersion objective. | 300 x 300 nm | Nikon A1R-MP laser scanning confocal microscope equipped with a Nikon Apo LWD 40x, 1.15 NA water immersion objective. Excitation wavelength 488 nm, 10% laser power, 140 PMT gain | confocal microscope | with a Nikon Apo LWD 40x, 1.15 NA water immersion objective. | 300 x 300 nm
1005 | fmd-confocal-fish-avg16 |  | in | 2 | NCC | dn | 1 | 1 | 10 | E:\qiqilu\datasets\FMD\transformed\Confocal_FISH\test\channel_0\avg16\repeat_1 | E:\qiqilu\datasets\FMD\transformed\Confocal_FISH\test\channel_0\gt | Unknown | E:\qiqilu\datasets\FMD\transformed\Confocal_FISH\test.txt | denoising | fixed zebrafish embryos | neural crest cells | eGFP (GFP) | Nikon A1R-MP laser scanning confocal microscope equipped with a Nikon Apo LWD 40x, 1.15 NA water immersion objective. Excitation wavelength 488 nm, 10% laser power, 140 PMT gain | confocal microscope | with a Nikon Apo LWD 40x, 1.15 NA water immersion objective. | 300 x 300 nm | Nikon A1R-MP laser scanning confocal microscope equipped with a Nikon Apo LWD 40x, 1.15 NA water immersion objective. Excitation wavelength 488 nm, 10% laser power, 140 PMT gain | confocal microscope | with a Nikon Apo LWD 40x, 1.15 NA water immersion objective. | 300 x 300 nm
1055 | fmd-confocal-mice-avg2 |  | in | 2 | chromosome | dn | 1 | 1 | 10 | E:\qiqilu\datasets\FMD\transformed\Confocal_MICE\test\channel_0\avg2\repeat_1 | E:\qiqilu\datasets\FMD\transformed\Confocal_MICE\test\channel_0\gt | Unknown | E:\qiqilu\datasets\FMD\transformed\Confocal_MICE\test.txt | denoising | fixed mouse brain tissues | chromosome | DAPI (blue) | Nikon A1R-MP laser scanning confocal microscope equipped with a Nikon Apo LWD 40x, 1.15 NA water immersion objective. Excitation wavelength 405 nm, 0.5% laser power, 115 PMT gain | confocal microscope | with a Nikon Apo LWD 40x, 1.15 NA water immersion objective. | 300 x 300 nm | Nikon A1R-MP laser scanning confocal microscope equipped with a Nikon Apo LWD 40x, 1.15 NA water immersion objective. Excitation wavelength 405 nm, 0.5% laser power, 115 PMT gain | confocal microscope | with a Nikon Apo LWD 40x, 1.15 NA water immersion objective. | 300 x 300 nm
1105 | fmd-confocal-mice-avg4 |  | in | 2 | chromosome | dn | 1 | 1 | 10 | E:\qiqilu\datasets\FMD\transformed\Confocal_MICE\test\channel_0\avg4\repeat_1 | E:\qiqilu\datasets\FMD\transformed\Confocal_MICE\test\channel_0\gt | Unknown | E:\qiqilu\datasets\FMD\transformed\Confocal_MICE\test.txt | denoising | fixed mouse brain tissues | chromosome | DAPI (blue) | Nikon A1R-MP laser scanning confocal microscope equipped with a Nikon Apo LWD 40x, 1.15 NA water immersion objective. Excitation wavelength 405 nm, 0.5% laser power, 115 PMT gain | confocal microscope | with a Nikon Apo LWD 40x, 1.15 NA water immersion objective. | 300 x 300 nm | Nikon A1R-MP laser scanning confocal microscope equipped with a Nikon Apo LWD 40x, 1.15 NA water immersion objective. Excitation wavelength 405 nm, 0.5% laser power, 115 PMT gain | confocal microscope | with a Nikon Apo LWD 40x, 1.15 NA water immersion objective. | 300 x 300 nm
1155 | fmd-confocal-mice-avg8 |  | in | 2 | chromosome | dn | 1 | 1 | 10 | E:\qiqilu\datasets\FMD\transformed\Confocal_MICE\test\channel_0\avg8\repeat_1 | E:\qiqilu\datasets\FMD\transformed\Confocal_MICE\test\channel_0\gt | Unknown | E:\qiqilu\datasets\FMD\transformed\Confocal_MICE\test.txt | denoising | fixed mouse brain tissues | chromosome | DAPI (blue) | Nikon A1R-MP laser scanning confocal microscope equipped with a Nikon Apo LWD 40x, 1.15 NA water immersion objective. Excitation wavelength 405 nm, 0.5% laser power, 115 PMT gain | confocal microscope | with a Nikon Apo LWD 40x, 1.15 NA water immersion objective. | 300 x 300 nm | Nikon A1R-MP laser scanning confocal microscope equipped with a Nikon Apo LWD 40x, 1.15 NA water immersion objective. Excitation wavelength 405 nm, 0.5% laser power, 115 PMT gain | confocal microscope | with a Nikon Apo LWD 40x, 1.15 NA water immersion objective. | 300 x 300 nm
1205 | fmd-confocal-mice-avg16 |  | in | 2 | chromosome | dn | 1 | 1 | 10 | E:\qiqilu\datasets\FMD\transformed\Confocal_MICE\test\channel_0\avg16\repeat_1 | E:\qiqilu\datasets\FMD\transformed\Confocal_MICE\test\channel_0\gt | Unknown | E:\qiqilu\datasets\FMD\transformed\Confocal_MICE\test.txt | denoising | fixed mouse brain tissues | chromosome | DAPI (blue) | Nikon A1R-MP laser scanning confocal microscope equipped with a Nikon Apo LWD 40x, 1.15 NA water immersion objective. Excitation wavelength 405 nm, 0.5% laser power, 115 PMT gain | confocal microscope | with a Nikon Apo LWD 40x, 1.15 NA water immersion objective. | 300 x 300 nm | Nikon A1R-MP laser scanning confocal microscope equipped with a Nikon Apo LWD 40x, 1.15 NA water immersion objective. Excitation wavelength 405 nm, 0.5% laser power, 115 PMT gain | confocal microscope | with a Nikon Apo LWD 40x, 1.15 NA water immersion objective. | 300 x 300 nm
1255 | fmd-twophoton-mice-avg2 |  | in | 2 | chromosome | dn | 1 | 1 | 10 | E:\qiqilu\datasets\FMD\transformed\TwoPhoton_MICE\test\channel_0\avg2\repeat_1 | E:\qiqilu\datasets\FMD\transformed\TwoPhoton_MICE\test\channel_0\gt | Unknown | E:\qiqilu\datasets\FMD\transformed\TwoPhoton_MICE\test.txt | denoising | fixed mouse brain tissues | chromosome | DAPI (blue) | Nikon A1R-MP laser scanning confocal microscope in two-photon imaging mode equipped with a Nikon Apo LWD 40x, 1.15 NA water immersion objective. Excitation wavelength 780 nm | confocal microscope in two-photon imaging mode | with a Nikon Apo LWD 40x, 1.15 NA water immersion objective. | 300 x 300 nm | Nikon A1R-MP laser scanning confocal microscope in two-photon imaging mode equipped with a Nikon Apo LWD 40x, 1.15 NA water immersion objective. Excitation wavelength 780 nm | confocal microscope in two-photon imaging mode | with a Nikon Apo LWD 40x, 1.15 NA water immersion objective. | 300 x 300 nm
1305 | fmd-twophoton-mice-avg4 |  | in | 2 | chromosome | dn | 1 | 1 | 10 | E:\qiqilu\datasets\FMD\transformed\TwoPhoton_MICE\test\channel_0\avg4\repeat_1 | E:\qiqilu\datasets\FMD\transformed\TwoPhoton_MICE\test\channel_0\gt | Unknown | E:\qiqilu\datasets\FMD\transformed\TwoPhoton_MICE\test.txt | denoising | fixed mouse brain tissues | chromosome | DAPI (blue) | Nikon A1R-MP laser scanning confocal microscope in two-photon imaging mode equipped with a Nikon Apo LWD 40x, 1.15 NA water immersion objective. Excitation wavelength 780 nm | confocal microscope in two-photon imaging mode | with a Nikon Apo LWD 40x, 1.15 NA water immersion objective. | 300 x 300 nm | Nikon A1R-MP laser scanning confocal microscope in two-photon imaging mode equipped with a Nikon Apo LWD 40x, 1.15 NA water immersion objective. Excitation wavelength 780 nm | confocal microscope in two-photon imaging mode | with a Nikon Apo LWD 40x, 1.15 NA water immersion objective. | 300 x 300 nm
1355 | fmd-twophoton-mice-avg8 |  | in | 2 | chromosome | dn | 1 | 1 | 10 | E:\qiqilu\datasets\FMD\transformed\TwoPhoton_MICE\test\channel_0\avg8\repeat_1 | E:\qiqilu\datasets\FMD\transformed\TwoPhoton_MICE\test\channel_0\gt | Unknown | E:\qiqilu\datasets\FMD\transformed\TwoPhoton_MICE\test.txt | denoising | fixed mouse brain tissues | chromosome | DAPI (blue) | Nikon A1R-MP laser scanning confocal microscope in two-photon imaging mode equipped with a Nikon Apo LWD 40x, 1.15 NA water immersion objective. Excitation wavelength 780 nm | confocal microscope in two-photon imaging mode | with a Nikon Apo LWD 40x, 1.15 NA water immersion objective. | 300 x 300 nm | Nikon A1R-MP laser scanning confocal microscope in two-photon imaging mode equipped with a Nikon Apo LWD 40x, 1.15 NA water immersion objective. Excitation wavelength 780 nm | confocal microscope in two-photon imaging mode | with a Nikon Apo LWD 40x, 1.15 NA water immersion objective. | 300 x 300 nm
1405 | fmd-twophoton-mice-avg16 |  | in | 2 | chromosome | dn | 1 | 1 | 10 | E:\qiqilu\datasets\FMD\transformed\TwoPhoton_MICE\test\channel_0\avg16\repeat_1 | E:\qiqilu\datasets\FMD\transformed\TwoPhoton_MICE\test\channel_0\gt | Unknown | E:\qiqilu\datasets\FMD\transformed\TwoPhoton_MICE\test.txt | denoising | fixed mouse brain tissues | chromosome | DAPI (blue) | Nikon A1R-MP laser scanning confocal microscope in two-photon imaging mode equipped with a Nikon Apo LWD 40x, 1.15 NA water immersion objective. Excitation wavelength 780 nm | confocal microscope in two-photon imaging mode | with a Nikon Apo LWD 40x, 1.15 NA water immersion objective. | 300 x 300 nm | Nikon A1R-MP laser scanning confocal microscope in two-photon imaging mode equipped with a Nikon Apo LWD 40x, 1.15 NA water immersion objective. Excitation wavelength 780 nm | confocal microscope in two-photon imaging mode | with a Nikon Apo LWD 40x, 1.15 NA water immersion objective. | 300 x 300 nm
1455 | fmd-twophoton-bpae-b-avg2 |  | in | 2 | nuclei | dn | 1 | 1 | 10 | E:\qiqilu\datasets\FMD\transformed\TwoPhoton_BPAE\test\channel_B\avg2\repeat_1 | E:\qiqilu\datasets\FMD\transformed\TwoPhoton_BPAE\test\channel_B\gt | Unknown | E:\qiqilu\datasets\FMD\transformed\TwoPhoton_BPAE\test.txt | denoising | fixed bovine pulmonary artery endothelial (BPAE) cell | nuclei | DAPI (blue) | Nikon A1R-MP laser scanning confocal microscope in two-photon imaging mode equipped with a Nikon Apo LWD 40x, 1.15 NA water immersion objective. Excitation wavelength 780 nm | confocal microscope in two-photon imaging mode | with a Nikon Apo LWD 40x, 1.15 NA water immersion objective. | 300 x 300 nm | Nikon A1R-MP laser scanning confocal microscope in two-photon imaging mode equipped with a Nikon Apo LWD 40x, 1.15 NA water immersion objective. Excitation wavelength 780 nm | confocal microscope in two-photon imaging mode | with a Nikon Apo LWD 40x, 1.15 NA water immersion objective. | 300 x 300 nm
1505 | fmd-twophoton-bpae-b-avg4 |  | in | 2 | nuclei | dn | 1 | 1 | 10 | E:\qiqilu\datasets\FMD\transformed\TwoPhoton_BPAE\test\channel_B\avg4\repeat_1 | E:\qiqilu\datasets\FMD\transformed\TwoPhoton_BPAE\test\channel_B\gt | Unknown | E:\qiqilu\datasets\FMD\transformed\TwoPhoton_BPAE\test.txt | denoising | fixed bovine pulmonary artery endothelial (BPAE) cell | nuclei | DAPI (blue) | Nikon A1R-MP laser scanning confocal microscope in two-photon imaging mode equipped with a Nikon Apo LWD 40x, 1.15 NA water immersion objective. Excitation wavelength 780 nm | confocal microscope in two-photon imaging mode | with a Nikon Apo LWD 40x, 1.15 NA water immersion objective. | 300 x 300 nm | Nikon A1R-MP laser scanning confocal microscope in two-photon imaging mode equipped with a Nikon Apo LWD 40x, 1.15 NA water immersion objective. Excitation wavelength 780 nm | confocal microscope in two-photon imaging mode | with a Nikon Apo LWD 40x, 1.15 NA water immersion objective. | 300 x 300 nm
1555 | fmd-twophoton-bpae-b-avg8 |  | in | 2 | nuclei | dn | 1 | 1 | 10 | E:\qiqilu\datasets\FMD\transformed\TwoPhoton_BPAE\test\channel_B\avg8\repeat_1 | E:\qiqilu\datasets\FMD\transformed\TwoPhoton_BPAE\test\channel_B\gt | Unknown | E:\qiqilu\datasets\FMD\transformed\TwoPhoton_BPAE\test.txt | denoising | fixed bovine pulmonary artery endothelial (BPAE) cell | nuclei | DAPI (blue) | Nikon A1R-MP laser scanning confocal microscope in two-photon imaging mode equipped with a Nikon Apo LWD 40x, 1.15 NA water immersion objective. Excitation wavelength 780 nm | confocal microscope in two-photon imaging mode | with a Nikon Apo LWD 40x, 1.15 NA water immersion objective. | 300 x 300 nm | Nikon A1R-MP laser scanning confocal microscope in two-photon imaging mode equipped with a Nikon Apo LWD 40x, 1.15 NA water immersion objective. Excitation wavelength 780 nm | confocal microscope in two-photon imaging mode | with a Nikon Apo LWD 40x, 1.15 NA water immersion objective. | 300 x 300 nm
1605 | fmd-twophoton-bpae-b-avg16 |  | in | 2 | nuclei | dn | 1 | 1 | 10 | E:\qiqilu\datasets\FMD\transformed\TwoPhoton_BPAE\test\channel_B\avg16\repeat_1 | E:\qiqilu\datasets\FMD\transformed\TwoPhoton_BPAE\test\channel_B\gt | Unknown | E:\qiqilu\datasets\FMD\transformed\TwoPhoton_BPAE\test.txt | denoising | fixed bovine pulmonary artery endothelial (BPAE) cell | nuclei | DAPI (blue) | Nikon A1R-MP laser scanning confocal microscope in two-photon imaging mode equipped with a Nikon Apo LWD 40x, 1.15 NA water immersion objective. Excitation wavelength 780 nm | confocal microscope in two-photon imaging mode | with a Nikon Apo LWD 40x, 1.15 NA water immersion objective. | 300 x 300 nm | Nikon A1R-MP laser scanning confocal microscope in two-photon imaging mode equipped with a Nikon Apo LWD 40x, 1.15 NA water immersion objective. Excitation wavelength 780 nm | confocal microscope in two-photon imaging mode | with a Nikon Apo LWD 40x, 1.15 NA water immersion objective. | 300 x 300 nm
1655 | fmd-twophoton-bpae-g-avg2 |  | in | 2 | F-actin | dn | 1 | 1 | 10 | E:\qiqilu\datasets\FMD\transformed\TwoPhoton_BPAE\test\channel_G\avg2\repeat_1 | E:\qiqilu\datasets\FMD\transformed\TwoPhoton_BPAE\test\channel_G\gt | Unknown | E:\qiqilu\datasets\FMD\transformed\TwoPhoton_BPAE\test.txt | denoising | fixed bovine pulmonary artery endothelial (BPAE) cell | actin filament | Alexa Fluor 488 (green) | Nikon A1R-MP laser scanning confocal microscope in two-photon imaging mode equipped with a Nikon Apo LWD 40x, 1.15 NA water immersion objective. Excitation wavelength 780 nm | confocal microscope in two-photon imaging mode | with a Nikon Apo LWD 40x, 1.15 NA water immersion objective. | 300 x 300 nm | Nikon A1R-MP laser scanning confocal microscope in two-photon imaging mode equipped with a Nikon Apo LWD 40x, 1.15 NA water immersion objective. Excitation wavelength 780 nm | confocal microscope in two-photon imaging mode | with a Nikon Apo LWD 40x, 1.15 NA water immersion objective. | 300 x 300 nm
1705 | fmd-twophoton-bpae-g-avg4 |  | in | 2 | F-actin | dn | 1 | 1 | 10 | E:\qiqilu\datasets\FMD\transformed\TwoPhoton_BPAE\test\channel_G\avg4\repeat_1 | E:\qiqilu\datasets\FMD\transformed\TwoPhoton_BPAE\test\channel_G\gt | Unknown | E:\qiqilu\datasets\FMD\transformed\TwoPhoton_BPAE\test.txt | denoising | fixed bovine pulmonary artery endothelial (BPAE) cell | actin filament | Alexa Fluor 488 (green) | Nikon A1R-MP laser scanning confocal microscope in two-photon imaging mode equipped with a Nikon Apo LWD 40x, 1.15 NA water immersion objective. Excitation wavelength 780 nm | confocal microscope in two-photon imaging mode | with a Nikon Apo LWD 40x, 1.15 NA water immersion objective. | 300 x 300 nm | Nikon A1R-MP laser scanning confocal microscope in two-photon imaging mode equipped with a Nikon Apo LWD 40x, 1.15 NA water immersion objective. Excitation wavelength 780 nm | confocal microscope in two-photon imaging mode | with a Nikon Apo LWD 40x, 1.15 NA water immersion objective. | 300 x 300 nm
1755 | fmd-twophoton-bpae-g-avg8 |  | in | 2 | F-actin | dn | 1 | 1 | 10 | E:\qiqilu\datasets\FMD\transformed\TwoPhoton_BPAE\test\channel_G\avg8\repeat_1 | E:\qiqilu\datasets\FMD\transformed\TwoPhoton_BPAE\test\channel_G\gt | Unknown | E:\qiqilu\datasets\FMD\transformed\TwoPhoton_BPAE\test.txt | denoising | fixed bovine pulmonary artery endothelial (BPAE) cell | actin filament | Alexa Fluor 488 (green) | Nikon A1R-MP laser scanning confocal microscope in two-photon imaging mode equipped with a Nikon Apo LWD 40x, 1.15 NA water immersion objective. Excitation wavelength 780 nm | confocal microscope in two-photon imaging mode | with a Nikon Apo LWD 40x, 1.15 NA water immersion objective. | 300 x 300 nm | Nikon A1R-MP laser scanning confocal microscope in two-photon imaging mode equipped with a Nikon Apo LWD 40x, 1.15 NA water immersion objective. Excitation wavelength 780 nm | confocal microscope in two-photon imaging mode | with a Nikon Apo LWD 40x, 1.15 NA water immersion objective. | 300 x 300 nm
1805 | fmd-twophoton-bpae-g-avg16 |  | in | 2 | F-actin | dn | 1 | 1 | 10 | E:\qiqilu\datasets\FMD\transformed\TwoPhoton_BPAE\test\channel_G\avg16\repeat_1 | E:\qiqilu\datasets\FMD\transformed\TwoPhoton_BPAE\test\channel_G\gt | Unknown | E:\qiqilu\datasets\FMD\transformed\TwoPhoton_BPAE\test.txt | denoising | fixed bovine pulmonary artery endothelial (BPAE) cell | actin filament | Alexa Fluor 488 (green) | Nikon A1R-MP laser scanning confocal microscope in two-photon imaging mode equipped with a Nikon Apo LWD 40x, 1.15 NA water immersion objective. Excitation wavelength 780 nm | confocal microscope in two-photon imaging mode | with a Nikon Apo LWD 40x, 1.15 NA water immersion objective. | 300 x 300 nm | Nikon A1R-MP laser scanning confocal microscope in two-photon imaging mode equipped with a Nikon Apo LWD 40x, 1.15 NA water immersion objective. Excitation wavelength 780 nm | confocal microscope in two-photon imaging mode | with a Nikon Apo LWD 40x, 1.15 NA water immersion objective. | 300 x 300 nm
1855 | fmd-twophoton-bpae-r-avg2 |  | in | 2 | Mito | dn | 1 | 1 | 10 | E:\qiqilu\datasets\FMD\transformed\TwoPhoton_BPAE\test\channel_R\avg2\repeat_1 | E:\qiqilu\datasets\FMD\transformed\TwoPhoton_BPAE\test\channel_R\gt | Unknown | E:\qiqilu\datasets\FMD\transformed\TwoPhoton_BPAE\test.txt | denoising | fixed bovine pulmonary artery endothelial (BPAE) cell | mitochondria | MitoTracker Red CMXRos (red) | Nikon A1R-MP laser scanning confocal microscope in two-photon imaging mode equipped with a Nikon Apo LWD 40x, 1.15 NA water immersion objective. Excitation wavelength 780 nm | confocal microscope in two-photon imaging mode | with a Nikon Apo LWD 40x, 1.15 NA water immersion objective. | 300 x 300 nm | Nikon A1R-MP laser scanning confocal microscope in two-photon imaging mode equipped with a Nikon Apo LWD 40x, 1.15 NA water immersion objective. Excitation wavelength 780 nm | confocal microscope in two-photon imaging mode | with a Nikon Apo LWD 40x, 1.15 NA water immersion objective. | 300 x 300 nm
1905 | fmd-twophoton-bpae-r-avg4 |  | in | 2 | Mito | dn | 1 | 1 | 10 | E:\qiqilu\datasets\FMD\transformed\TwoPhoton_BPAE\test\channel_R\avg4\repeat_1 | E:\qiqilu\datasets\FMD\transformed\TwoPhoton_BPAE\test\channel_R\gt | Unknown | E:\qiqilu\datasets\FMD\transformed\TwoPhoton_BPAE\test.txt | denoising | fixed bovine pulmonary artery endothelial (BPAE) cell | mitochondria | MitoTracker Red CMXRos (red) | Nikon A1R-MP laser scanning confocal microscope in two-photon imaging mode equipped with a Nikon Apo LWD 40x, 1.15 NA water immersion objective. Excitation wavelength 780 nm | confocal microscope in two-photon imaging mode | with a Nikon Apo LWD 40x, 1.15 NA water immersion objective. | 300 x 300 nm | Nikon A1R-MP laser scanning confocal microscope in two-photon imaging mode equipped with a Nikon Apo LWD 40x, 1.15 NA water immersion objective. Excitation wavelength 780 nm | confocal microscope in two-photon imaging mode | with a Nikon Apo LWD 40x, 1.15 NA water immersion objective. | 300 x 300 nm
1955 | fmd-twophoton-bpae-r-avg8 |  | in | 2 | Mito | dn | 1 | 1 | 10 | E:\qiqilu\datasets\FMD\transformed\TwoPhoton_BPAE\test\channel_R\avg8\repeat_1 | E:\qiqilu\datasets\FMD\transformed\TwoPhoton_BPAE\test\channel_R\gt | Unknown | E:\qiqilu\datasets\FMD\transformed\TwoPhoton_BPAE\test.txt | denoising | fixed bovine pulmonary artery endothelial (BPAE) cell | mitochondria | MitoTracker Red CMXRos (red) | Nikon A1R-MP laser scanning confocal microscope in two-photon imaging mode equipped with a Nikon Apo LWD 40x, 1.15 NA water immersion objective. Excitation wavelength 780 nm | confocal microscope in two-photon imaging mode | with a Nikon Apo LWD 40x, 1.15 NA water immersion objective. | 300 x 300 nm | Nikon A1R-MP laser scanning confocal microscope in two-photon imaging mode equipped with a Nikon Apo LWD 40x, 1.15 NA water immersion objective. Excitation wavelength 780 nm | confocal microscope in two-photon imaging mode | with a Nikon Apo LWD 40x, 1.15 NA water immersion objective. | 300 x 300 nm
2005 | fmd-twophoton-bpae-r-avg16 |  | in | 2 | Mito | dn | 1 | 1 | 10 | E:\qiqilu\datasets\FMD\transformed\TwoPhoton_BPAE\test\channel_R\avg16\repeat_1 | E:\qiqilu\datasets\FMD\transformed\TwoPhoton_BPAE\test\channel_R\gt | Unknown | E:\qiqilu\datasets\FMD\transformed\TwoPhoton_BPAE\test.txt | denoising | fixed bovine pulmonary artery endothelial (BPAE) cell | mitochondria | MitoTracker Red CMXRos (red) | Nikon A1R-MP laser scanning confocal microscope in two-photon imaging mode equipped with a Nikon Apo LWD 40x, 1.15 NA water immersion objective. Excitation wavelength 780 nm | confocal microscope in two-photon imaging mode | with a Nikon Apo LWD 40x, 1.15 NA water immersion objective. | 300 x 300 nm | Nikon A1R-MP laser scanning confocal microscope in two-photon imaging mode equipped with a Nikon Apo LWD 40x, 1.15 NA water immersion objective. Excitation wavelength 780 nm | confocal microscope in two-photon imaging mode | with a Nikon Apo LWD 40x, 1.15 NA water immersion objective. | 300 x 300 nm
2055 | fmd-wf-bpae-b-avg2 |  | in | 2 | nuclei | dn | 1 | 1 | 10 | E:\qiqilu\datasets\FMD\transformed\WideField_BPAE\test\channel_B\avg2\repeat_1 | E:\qiqilu\datasets\FMD\transformed\WideField_BPAE\test\channel_B\gt | Unknown | E:\qiqilu\datasets\FMD\transformed\WideField_BPAE\test.txt | denoising | fixed bovine pulmonary artery endothelial (BPAE) cell | nuclei | DAPI (blue) | Nikon Eclipse 90i wide-field fluorescence microscope equipped with a Nikon Plan Fluor 40x, 0.75 NA objective. Excitation wavelength 405 nm | wide-field microscope | with a Nikon Plan Fluor 40x, 0.75 NA objective. | 170 x 170 nm | Nikon Eclipse 90i wide-field fluorescence microscope equipped with a Nikon Plan Fluor 40x, 0.75 NA objective. Excitation wavelength 405 nm | wide-field microscope | with a Nikon Plan Fluor 40x, 0.75 NA objective. | 170 x 170 nm
2105 | fmd-wf-bpae-b-avg4 |  | in | 2 | nuclei | dn | 1 | 1 | 10 | E:\qiqilu\datasets\FMD\transformed\WideField_BPAE\test\channel_B\avg4\repeat_1 | E:\qiqilu\datasets\FMD\transformed\WideField_BPAE\test\channel_B\gt | Unknown | E:\qiqilu\datasets\FMD\transformed\WideField_BPAE\test.txt | denoising | fixed bovine pulmonary artery endothelial (BPAE) cell | nuclei | DAPI (blue) | Nikon Eclipse 90i wide-field fluorescence microscope equipped with a Nikon Plan Fluor 40x, 0.75 NA objective. Excitation wavelength 405 nm | wide-field microscope | with a Nikon Plan Fluor 40x, 0.75 NA objective. | 170 x 170 nm | Nikon Eclipse 90i wide-field fluorescence microscope equipped with a Nikon Plan Fluor 40x, 0.75 NA objective. Excitation wavelength 405 nm | wide-field microscope | with a Nikon Plan Fluor 40x, 0.75 NA objective. | 170 x 170 nm
2155 | fmd-wf-bpae-b-avg8 |  | in | 2 | nuclei | dn | 1 | 1 | 10 | E:\qiqilu\datasets\FMD\transformed\WideField_BPAE\test\channel_B\avg8\repeat_1 | E:\qiqilu\datasets\FMD\transformed\WideField_BPAE\test\channel_B\gt | Unknown | E:\qiqilu\datasets\FMD\transformed\WideField_BPAE\test.txt | denoising | fixed bovine pulmonary artery endothelial (BPAE) cell | nuclei | DAPI (blue) | Nikon Eclipse 90i wide-field fluorescence microscope equipped with a Nikon Plan Fluor 40x, 0.75 NA objective. Excitation wavelength 405 nm | wide-field microscope | with a Nikon Plan Fluor 40x, 0.75 NA objective. | 170 x 170 nm | Nikon Eclipse 90i wide-field fluorescence microscope equipped with a Nikon Plan Fluor 40x, 0.75 NA objective. Excitation wavelength 405 nm | wide-field microscope | with a Nikon Plan Fluor 40x, 0.75 NA objective. | 170 x 170 nm
2205 | fmd-wf-bpae-b-avg16 |  | in | 2 | nuclei | dn | 1 | 1 | 10 | E:\qiqilu\datasets\FMD\transformed\WideField_BPAE\test\channel_B\avg16\repeat_1 | E:\qiqilu\datasets\FMD\transformed\WideField_BPAE\test\channel_B\gt | Unknown | E:\qiqilu\datasets\FMD\transformed\WideField_BPAE\test.txt | denoising | fixed bovine pulmonary artery endothelial (BPAE) cell | nuclei | DAPI (blue) | Nikon Eclipse 90i wide-field fluorescence microscope equipped with a Nikon Plan Fluor 40x, 0.75 NA objective. Excitation wavelength 405 nm | wide-field microscope | with a Nikon Plan Fluor 40x, 0.75 NA objective. | 170 x 170 nm | Nikon Eclipse 90i wide-field fluorescence microscope equipped with a Nikon Plan Fluor 40x, 0.75 NA objective. Excitation wavelength 405 nm | wide-field microscope | with a Nikon Plan Fluor 40x, 0.75 NA objective. | 170 x 170 nm
2255 | fmd-wf-bpae-g-avg2 |  | in | 2 | F-actin | dn | 1 | 1 | 10 | E:\qiqilu\datasets\FMD\transformed\WideField_BPAE\test\channel_G\avg2\repeat_1 | E:\qiqilu\datasets\FMD\transformed\WideField_BPAE\test\channel_G\gt | Unknown | E:\qiqilu\datasets\FMD\transformed\WideField_BPAE\test.txt | denoising | fixed bovine pulmonary artery endothelial (BPAE) cell | actin filament | Alexa Fluor 488 (green) | Nikon Eclipse 90i wide-field fluorescence microscope equipped with a Nikon Plan Fluor 40x, 0.75 NA objective. Excitation wavelength 488 nm | wide-field microscope | with a Nikon Plan Fluor 40x, 0.75 NA objective. | 170 x 170 nm | Nikon Eclipse 90i wide-field fluorescence microscope equipped with a Nikon Plan Fluor 40x, 0.75 NA objective. Excitation wavelength 488 nm | wide-field microscope | with a Nikon Plan Fluor 40x, 0.75 NA objective. | 170 x 170 nm
2305 | fmd-wf-bpae-g-avg4 |  | in | 2 | F-actin | dn | 1 | 1 | 10 | E:\qiqilu\datasets\FMD\transformed\WideField_BPAE\test\channel_G\avg4\repeat_1 | E:\qiqilu\datasets\FMD\transformed\WideField_BPAE\test\channel_G\gt | Unknown | E:\qiqilu\datasets\FMD\transformed\WideField_BPAE\test.txt | denoising | fixed bovine pulmonary artery endothelial (BPAE) cell | actin filament | Alexa Fluor 488 (green) | Nikon Eclipse 90i wide-field fluorescence microscope equipped with a Nikon Plan Fluor 40x, 0.75 NA objective. Excitation wavelength 488 nm | wide-field microscope | with a Nikon Plan Fluor 40x, 0.75 NA objective. | 170 x 170 nm | Nikon Eclipse 90i wide-field fluorescence microscope equipped with a Nikon Plan Fluor 40x, 0.75 NA objective. Excitation wavelength 488 nm | wide-field microscope | with a Nikon Plan Fluor 40x, 0.75 NA objective. | 170 x 170 nm
2355 | fmd-wf-bpae-g-avg8 |  | in | 2 | F-actin | dn | 1 | 1 | 10 | E:\qiqilu\datasets\FMD\transformed\WideField_BPAE\test\channel_G\avg8\repeat_1 | E:\qiqilu\datasets\FMD\transformed\WideField_BPAE\test\channel_G\gt | Unknown | E:\qiqilu\datasets\FMD\transformed\WideField_BPAE\test.txt | denoising | fixed bovine pulmonary artery endothelial (BPAE) cell | actin filament | Alexa Fluor 488 (green) | Nikon Eclipse 90i wide-field fluorescence microscope equipped with a Nikon Plan Fluor 40x, 0.75 NA objective. Excitation wavelength 488 nm | wide-field microscope | with a Nikon Plan Fluor 40x, 0.75 NA objective. | 170 x 170 nm | Nikon Eclipse 90i wide-field fluorescence microscope equipped with a Nikon Plan Fluor 40x, 0.75 NA objective. Excitation wavelength 488 nm | wide-field microscope | with a Nikon Plan Fluor 40x, 0.75 NA objective. | 170 x 170 nm
2405 | fmd-wf-bpae-g-avg16 |  | in | 2 | F-actin | dn | 1 | 1 | 10 | E:\qiqilu\datasets\FMD\transformed\WideField_BPAE\test\channel_G\avg16\repeat_1 | E:\qiqilu\datasets\FMD\transformed\WideField_BPAE\test\channel_G\gt | Unknown | E:\qiqilu\datasets\FMD\transformed\WideField_BPAE\test.txt | denoising | fixed bovine pulmonary artery endothelial (BPAE) cell | actin filament | Alexa Fluor 488 (green) | Nikon Eclipse 90i wide-field fluorescence microscope equipped with a Nikon Plan Fluor 40x, 0.75 NA objective. Excitation wavelength 488 nm | wide-field microscope | with a Nikon Plan Fluor 40x, 0.75 NA objective. | 170 x 170 nm | Nikon Eclipse 90i wide-field fluorescence microscope equipped with a Nikon Plan Fluor 40x, 0.75 NA objective. Excitation wavelength 488 nm | wide-field microscope | with a Nikon Plan Fluor 40x, 0.75 NA objective. | 170 x 170 nm
2455 | fmd-wf-bpae-r-avg2 |  | in | 2 | Mito | dn | 1 | 1 | 10 | E:\qiqilu\datasets\FMD\transformed\WideField_BPAE\test\channel_R\avg2\repeat_1 | E:\qiqilu\datasets\FMD\transformed\WideField_BPAE\test\channel_R\gt | Unknown | E:\qiqilu\datasets\FMD\transformed\WideField_BPAE\test.txt | denoising | fixed bovine pulmonary artery endothelial (BPAE) cell | mitochondria | MitoTracker Red CMXRos (red) | Nikon Eclipse 90i wide-field fluorescence microscope equipped with a Nikon Plan Fluor 40x, 0.75 NA objective. Excitation wavelength 561 nm | wide-field microscope | with a Nikon Plan Fluor 40x, 0.75 NA objective. | 170 x 170 nm | Nikon Eclipse 90i wide-field fluorescence microscope equipped with a Nikon Plan Fluor 40x, 0.75 NA objective. Excitation wavelength 561 nm | wide-field microscope | with a Nikon Plan Fluor 40x, 0.75 NA objective. | 170 x 170 nm
2505 | fmd-wf-bpae-r-avg4 |  | in | 2 | Mito | dn | 1 | 1 | 10 | E:\qiqilu\datasets\FMD\transformed\WideField_BPAE\test\channel_R\avg4\repeat_1 | E:\qiqilu\datasets\FMD\transformed\WideField_BPAE\test\channel_R\gt | Unknown | E:\qiqilu\datasets\FMD\transformed\WideField_BPAE\test.txt | denoising | fixed bovine pulmonary artery endothelial (BPAE) cell | mitochondria | MitoTracker Red CMXRos (red) | Nikon Eclipse 90i wide-field fluorescence microscope equipped with a Nikon Plan Fluor 40x, 0.75 NA objective. Excitation wavelength 561 nm | wide-field microscope | with a Nikon Plan Fluor 40x, 0.75 NA objective. | 170 x 170 nm | Nikon Eclipse 90i wide-field fluorescence microscope equipped with a Nikon Plan Fluor 40x, 0.75 NA objective. Excitation wavelength 561 nm | wide-field microscope | with a Nikon Plan Fluor 40x, 0.75 NA objective. | 170 x 170 nm
2555 | fmd-wf-bpae-r-avg8 |  | in | 2 | Mito | dn | 1 | 1 | 10 | E:\qiqilu\datasets\FMD\transformed\WideField_BPAE\test\channel_R\avg8\repeat_1 | E:\qiqilu\datasets\FMD\transformed\WideField_BPAE\test\channel_R\gt | Unknown | E:\qiqilu\datasets\FMD\transformed\WideField_BPAE\test.txt | denoising | fixed bovine pulmonary artery endothelial (BPAE) cell | mitochondria | MitoTracker Red CMXRos (red) | Nikon Eclipse 90i wide-field fluorescence microscope equipped with a Nikon Plan Fluor 40x, 0.75 NA objective. Excitation wavelength 561 nm | wide-field microscope | with a Nikon Plan Fluor 40x, 0.75 NA objective. | 170 x 170 nm | Nikon Eclipse 90i wide-field fluorescence microscope equipped with a Nikon Plan Fluor 40x, 0.75 NA objective. Excitation wavelength 561 nm | wide-field microscope | with a Nikon Plan Fluor 40x, 0.75 NA objective. | 170 x 170 nm
2605 | fmd-wf-bpae-r-avg16 |  | in | 2 | Mito | dn | 1 | 1 | 10 | E:\qiqilu\datasets\FMD\transformed\WideField_BPAE\test\channel_R\avg16\repeat_1 | E:\qiqilu\datasets\FMD\transformed\WideField_BPAE\test\channel_R\gt | Unknown | E:\qiqilu\datasets\FMD\transformed\WideField_BPAE\test.txt | denoising | fixed bovine pulmonary artery endothelial (BPAE) cell | mitochondria | MitoTracker Red CMXRos (red) | Nikon Eclipse 90i wide-field fluorescence microscope equipped with a Nikon Plan Fluor 40x, 0.75 NA objective. Excitation wavelength 561 nm | wide-field microscope | with a Nikon Plan Fluor 40x, 0.75 NA objective. | 170 x 170 nm | Nikon Eclipse 90i wide-field fluorescence microscope equipped with a Nikon Plan Fluor 40x, 0.75 NA objective. Excitation wavelength 561 nm | wide-field microscope | with a Nikon Plan Fluor 40x, 0.75 NA objective. | 170 x 170 nm
10001 | sim-actin-3d-dcv |  | ex | 3 | F-actin | dcv | 1 | 1 | 6 | E:\qiqilu\datasets\SIMActin\transformed\test\channel_0\WF_2d | E:\qiqilu\datasets\SIMActin\transformed\test\channel_0\SIM_2d | Unknown | E:\qiqilu\datasets\SIMActin\transformed\test_2d.txt | deconvolution | NIH 3T3 cell | actin filament | eGFP (GFP) | Carl Zeiss wide-field fluorescence microscope using a 63 X 1.4 Plan Apo objective, an Andor Ixon camera with 150 ms exposures, Zeiss filter set 2, and a 488 nm laser | wide-field microscope | with a 63x 1.4 NA Plan Apo objective. | 40 x 40 nm | Carl Zeiss structural illumination microscope (SIM) using a 63 X 1.4 Plan Apo objective, an Andor Ixon camera with 150 ms exposures, Zeiss filter set 2, and a 488 nm laser | structured illumination microscope | with a 63x 1.4 NA Plan Apo objective | 40 x 40 nm
10002 | sim-actin-2d-dcv |  | \ | 2 | F-actin | dcv | 1 | 1 | 1 | E:\qiqilu\datasets\SIMActin\transformed\test\channel_0\WF_2d_proj | E:\qiqilu\datasets\SIMActin\transformed\test\channel_0\SIM_2d_proj | Unknown | E:\qiqilu\datasets\SIMActin\transformed\test_2d_proj.txt | deconvolution | NIH 3T3 cell | actin filament | eGFP (GFP) | Carl Zeiss wide-field fluorescence microscope using a 63 X 1.4 Plan Apo objective, an Andor Ixon camera with 150 ms exposures, Zeiss filter set 2, and a 488 nm laser | wide-field microscope | with a 63x 1.4 NA Plan Apo objective. | 40 x 40 nm | Carl Zeiss structural illumination microscope (SIM) using a 63 X 1.4 Plan Apo objective, an Andor Ixon camera with 150 ms exposures, Zeiss filter set 2, and a 488 nm laser | structured illumination microscope | with a 63x 1.4 NA Plan Apo objective | 40 x 40 nm
10002 | sim-actin-2d-patch-dcv |  | ex | 2 | F-actin | dcv | 1 | 1 | 9 | E:\qiqilu\datasets\SIMActin\transformed\test\channel_0\WF_2d_proj_p1024_s420_2d | E:\qiqilu\datasets\SIMActin\transformed\test\channel_0\SIM_2d_proj_p1024_s420_2d | Unknown | E:\qiqilu\datasets\SIMActin\transformed\test_2d_proj_p1024_s420_2d.txt | deconvolution | NIH 3T3 cell | actin filament | eGFP (GFP) | Carl Zeiss wide-field fluorescence microscope using a 63 X 1.4 Plan Apo objective, an Andor Ixon camera with 150 ms exposures, Zeiss filter set 2, and a 488 nm laser | wide-field microscope | with a 63x 1.4 NA Plan Apo objective. | 40 x 40 nm | Carl Zeiss structural illumination microscope (SIM) using a 63 X 1.4 Plan Apo objective, an Andor Ixon camera with 150 ms exposures, Zeiss filter set 2, and a 488 nm laser | structured illumination microscope | with a 63x 1.4 NA Plan Apo objective | 40 x 40 nm
10003 | sim-microtubule-3d-dcv |  | ex | 3 | MT | dcv | 1 | 1 | 44 | E:\qiqilu\datasets\SIMMicrotubule\transformed\test\channel_0\WF_2d | E:\qiqilu\datasets\SIMMicrotubule\transformed\test\channel_0\SIM_2d | Unknown | E:\qiqilu\datasets\SIMMicrotubule\transformed\test_2d_selected.txt | deconvolution | Drosophila S2 cell | microtubule | Alexa Fluor 488 (green) | wide-field fluorescence microsocpe. | wide-field microscope | unknown | 39.7 x 39.7 nm | Zeiss Elyra structural illumination microsocpe (SIM). | structured illumination microscope | unknown | 39.7 x39.7 nm
10004 | sim-microtubule-2d-dcv |  | \ | 2 | MT | dcv | 1 | 1 | 1 | E:\qiqilu\datasets\SIMMicrotubule\transformed\test\channel_0\WF_2d_proj | E:\qiqilu\datasets\SIMMicrotubule\transformed\test\channel_0\SIM_2d_proj | Unknown | E:\qiqilu\datasets\SIMMicrotubule\transformed\test_2d_proj.txt | deconvolution | Drosophila S2 cell | microtubule | Alexa Fluor 488 (green) | wide-field fluorescence microsocpe. | wide-field microscope | unknown | 39.7 x 39.7 nm | Zeiss Elyra structural illumination microsocpe (SIM). | structured illumination microscope | unknown | 39.7 x39.7 nm
10004 | sim-microtubule-2d-patch-dcv |  | ex | 2 | MT | dcv | 1 | 1 | 9 | E:\qiqilu\datasets\SIMMicrotubule\transformed\test\channel_0\WF_2d_proj_p512_s256_2d | E:\qiqilu\datasets\SIMMicrotubule\transformed\test\channel_0\SIM_2d_proj_p512_s256_2d | Unknown | E:\qiqilu\datasets\SIMMicrotubule\transformed\test_2d_proj_p512_s256_2d.txt | deconvolution | Drosophila S2 cell | microtubule | Alexa Fluor 488 (green) | wide-field fluorescence microsocpe. | wide-field microscope | unknown | 39.7 x 39.7 nm | Zeiss Elyra structural illumination microsocpe (SIM). | structured illumination microscope | unknown | 39.7 x39.7 nm
10005 | bpae-dcv |  | ex | 2 | nuclei/F-actin/Mito | dcv | 1 | 1 | 6 | E:\qiqilu\datasets\BPAE\transformed\test\two_photon_1 | E:\qiqilu\datasets\BPAE\transformed\test\SRRF | Unknown | E:\qiqilu\datasets\BPAE\transformed\test.txt | deconvolution | fixed bovine pulmonary artery endothelial (BPAE) cell | nuclei/actin filament/mitochondria | DAPI (blue)/Alexa Fluor 488 (green)/MitoTracker Red CMXRos (red) | custom-built two-photon fluorescence microscopy system. The custom setup consists of an objective lens with 40x magnification (0.8 numerical aperture and 3.5 mm working distance). The two-photon excitation wavelength is 800 nm, sample power is six mW, pixel dwell-time is 12 μs, and the emission wavelength filter is from 300-700 nm. | two-photon laser-scanning microscope | with a 40x 0.8 NA and 3.5 mm working distance). | 200 x 200 nm | generated using Super-resolution radial fluctuation (SRRF) deconvolution method | ground truth | None | 200 x 200 nm
10006 | bpae-dn |  | ex | 2 | nuclei/F-actin/Mito | dn | 1 | 1 | 6 | E:\qiqilu\datasets\BPAE\transformed\test\two_photon_1 | E:\qiqilu\datasets\BPAE\transformed\test\two_photon_ave | Unknown | E:\qiqilu\datasets\BPAE\transformed\test.txt | denoising | fixed bovine pulmonary artery endothelial (BPAE) cell | nuclei/actin filament/mitochondria | DAPI (blue)/Alexa Fluor 488 (green)/MitoTracker Red CMXRos (red) | custom-built two-photon fluorescence microscopy system. The custom setup consists of an objective lens with 40x magnification (0.8 numerical aperture and 3.5 mm working distance). The two-photon excitation wavelength is 800 nm, sample power is six mW, pixel dwell-time is 12 μs, and the emission wavelength filter is from 300-700 nm. | two-photon laser-scanning microscope | with a 40x 0.8 NA and 3.5 mm working distance). | 200 x 200 nm | custom-built two-photon fluorescence microscopy system. The custom setup consists of an objective lens with 40x magnification (0.8 numerical aperture and 3.5 mm working distance). The two-photon excitation wavelength is 800 nm, sample power is six mW, pixel dwell-time is 12 μs, and the emission wavelength filter is from 300-700 nm. | two-photon laser-scanning microscope | with a 40x 0.8 NA and 3.5 mm working distance. | 200 x 200 nm
10007 | vmsim3-mito-sr |  | ex | 2 | Mito | sr | 2 | 1 | 658 | E:\qiqilu\datasets\VMSIM\transformed\Fig3\test\mito\WF | E:\qiqilu\datasets\VMSIM\transformed\Fig3\test\mito\SIM | Unknown | E:\qiqilu\datasets\VMSIM\transformed\Fig3\test_filtered.txt | super-resolution with a scale factor of 2 | live U2OS cell | mitochondria | MitoTracker Green (green) | wide-field fluorescence microscope with 60×, 1.45 NA oil-immersion objective, Excitation wavelength 488 nm | wide-field microscope | with a 60x, 1.45 NA oil-immersion objective. | 80 x 80 nm. Nearest interpolation with a factor of 2 | structural illumination microscope (SIM) with 60×, 1.45 NA oil-immersion objective, Excitation wavelength 488 nm | structured illumination microscope | with a 60x, 1.45 NA oil-immersion objective. | 40 x 40 nm
10008 | vmsim3-er-sr |  | ex | 2 | ER | sr | 2 | 1 | 658 | E:\qiqilu\datasets\VMSIM\transformed\Fig3\test\er\WF | E:\qiqilu\datasets\VMSIM\transformed\Fig3\test\er\SIM | Unknown | E:\qiqilu\datasets\VMSIM\transformed\Fig3\test_filtered.txt | super-resolution with a scale factor of 2 | live U2OS cell | endoplasmic reticulum | ER-Tracker Red (red) | wide-field fluorescence microscope with 60×, 1.45 NA oil-immersion objective, Excitation wavelength 647 nm | wide-field microscope | with a 60x, 1.45 NA oil-immersion objective. | 80 x 80 nm. Nearest interpolation with a factor of 2 | structural illumination microscope (SIM) with 60×, 1.45 NA oil-immersion objective, Excitation wavelength 647 nm | structured illumination microscope | with a 60x, 1.45 NA oil-immersion objective. | 40 x 40 nm
10009 | vmsim3-mito-dcv |  | ex | 2 | Mito | dcv | 1 | -2 | 658 | E:\qiqilu\datasets\VMSIM\transformed\Fig3\test\mito\WF | E:\qiqilu\datasets\VMSIM\transformed\Fig3\test\mito\SIM | Unknown | E:\qiqilu\datasets\VMSIM\transformed\Fig3\test_filtered.txt | deconvolution | live U2OS cell | mitochondria | MitoTracker Green (green) | wide-field fluorescence microscope with 60×, 1.45 NA oil-immersion objective, Excitation wavelength 488 nm | wide-field microscope | with a 60x, 1.45 NA oil-immersion objective. | 80 x 80 nm | structural illumination microscope (SIM) with 60×, 1.45 NA oil-immersion objective, Excitation wavelength 488 nm | structured illumination microscope | with a 60x, 1.45 NA oil-immersion objective. | 80 x 80 nm
10010 | vmsim3-er-dcv |  | ex | 2 | ER | dcv | 1 | -2 | 658 | E:\qiqilu\datasets\VMSIM\transformed\Fig3\test\er\WF | E:\qiqilu\datasets\VMSIM\transformed\Fig3\test\er\SIM | Unknown | E:\qiqilu\datasets\VMSIM\transformed\Fig3\test_filtered.txt | deconvolution | live U2OS cell | endoplasmic reticulum | ER-Tracker Red (red) | wide-field fluorescence microscope with 60×, 1.45 NA oil-immersion objective, Excitation wavelength 647 nm | wide-field microscope | with a 60x, 1.45 NA oil-immersion objective. | 80 x 80 nm | structural illumination microscope (SIM) with 60×, 1.45 NA oil-immersion objective, Excitation wavelength 647 nm | structured illumination microscope | with a 60x, 1.45 NA oil-immersion objective. | 80 x 80 nm
10011 | vmsim5-mito-sr |  | in | 2 | Mito | sr | 2 | 1 | 175 | E:\qiqilu\datasets\VMSIM\transformed\Fig5\test\mito\WF | E:\qiqilu\datasets\VMSIM\transformed\Fig5\test\mito\SIM | Unknown | E:\qiqilu\datasets\VMSIM\transformed\Fig5\test_selected.txt | super-resolution with a scale factor of 2 | live U2OS cell | mitochondria | MitoTracker Green (green) | wide-field fluorescence microscope with 60×, 1.45 NA oil-immersion objective, Excitation wavelength 488 nm | wide-field microscope | with a 60x, 1.45 NA oil-immersion objective. | 80 x 80 nm. Nearest interpolation with a factor of 2 | structural illumination microscope (SIM) with 60×, 1.45 NA oil-immersion objective, Excitation wavelength 488 nm | structured illumination microscope | with a 60x, 1.45 NA oil-immersion objective. | 40 x 40 nm
10012 | vmsim5-mito-dcv |  | in | 2 | Mito | dcv | 1 | -2 | 175 | E:\qiqilu\datasets\VMSIM\transformed\Fig5\test\mito\WF | E:\qiqilu\datasets\VMSIM\transformed\Fig5\test\mito\SIM | Unknown | E:\qiqilu\datasets\VMSIM\transformed\Fig5\test_selected.txt | deconvolution | live U2OS cell | mitochondria | MitoTracker Green (green) | wide-field fluorescence microscope with 60×, 1.45 NA oil-immersion objective, Excitation wavelength 488 nm | wide-field microscope | with a 60x, 1.45 NA oil-immersion objective. | 80 x 80 nm | structural illumination microscope (SIM) with 60×, 1.45 NA oil-immersion objective, Excitation wavelength 488 nm | structured illumination microscope | with a 60x, 1.45 NA oil-immersion objective. | 80 x 80 nm
10013 | vmsim488-bead-dcv |  | \ | 2 | microspheres | dcv | 1 | 1 | 1 | E:\qiqilu\datasets\VMSIM\transformed\SFig7_488\test\channel_0\WF | E:\qiqilu\datasets\VMSIM\transformed\SFig7_488\test\channel_0\SIM | Unknown | E:\qiqilu\datasets\VMSIM\transformed\SFig7_488\test.txt | deconvolution | FluoSphere | microspheres | yellow-green | wide-field fluorescence microscope with 60×, 1.45 NA oil-immersion objective, Excitation wavelength 488 nm | wide-field microscope | with a 60x, 1.45 NA oil-immersion objective. | 80 x 80 nm | structural illumination microscope (SIM) with 60×, 1.45 NA oil-immersion objective, Excitation wavelength 488 nm | structured illumination microscope | with a 60x, 1.45 NA oil-immersion objective. | 80 x 80 nm
10013 | vmsim488-bead-patch-dcv |  | ex | 2 | microspheres | dcv | 1 | 1 | 9 | E:\qiqilu\datasets\VMSIM\transformed\SFig7_488\test\channel_0\WF_p512_s256_2d | E:\qiqilu\datasets\VMSIM\transformed\SFig7_488\test\channel_0\SIM_p512_s256_2d | Unknown | E:\qiqilu\datasets\VMSIM\transformed\SFig7_488\test_p512_s256_2d.txt | deconvolution | FluoSphere | microspheres | yellow-green | wide-field fluorescence microscope with 60×, 1.45 NA oil-immersion objective, Excitation wavelength 488 nm | wide-field microscope | with a 60x, 1.45 NA oil-immersion objective. | 80 x 80 nm | structural illumination microscope (SIM) with 60×, 1.45 NA oil-immersion objective, Excitation wavelength 488 nm | structured illumination microscope | with a 60x, 1.45 NA oil-immersion objective. | 80 x 80 nm
10014 | vmsim568-bead-dcv |  | \ | 2 | microspheres | dcv | 1 | 1 | 1 | E:\qiqilu\datasets\VMSIM\transformed\SFig7_568\test\channel_0\WF | E:\qiqilu\datasets\VMSIM\transformed\SFig7_568\test\channel_0\SIM | Unknown | E:\qiqilu\datasets\VMSIM\transformed\SFig7_568\test.txt | deconvolution | FluoSphere | microspheres | red-yellow | wide-field fluorescence microscope with 60×, 1.45 NA oil-immersion objective, Excitation wavelength 568 nm | wide-field microscope | with a 60x, 1.45 NA oil-immersion objective. | 80 x 80 nm | structural illumination microscope (SIM) with 60×, 1.45 NA oil-immersion objective, Excitation wavelength 568 nm | structured illumination microscope | with a 60x, 1.45 NA oil-immersion objective. | 80 x 80 nm
10014 | vmsim568-bead-patch-dcv |  | ex | 2 | microspheres | dcv | 1 | 1 | 9 | E:\qiqilu\datasets\VMSIM\transformed\SFig7_568\test\channel_0\WF_p512_s256_2d | E:\qiqilu\datasets\VMSIM\transformed\SFig7_568\test\channel_0\SIM_p512_s256_2d | Unknown | E:\qiqilu\datasets\VMSIM\transformed\SFig7_568\test_p512_s256_2d.txt | deconvolution | FluoSphere | microspheres | red-yellow | wide-field fluorescence microscope with 60×, 1.45 NA oil-immersion objective, Excitation wavelength 568 nm | wide-field microscope | with a 60x, 1.45 NA oil-immersion objective. | 80 x 80 nm | structural illumination microscope (SIM) with 60×, 1.45 NA oil-immersion objective, Excitation wavelength 568 nm | structured illumination microscope | with a 60x, 1.45 NA oil-immersion objective. | 80 x 80 nm
10015 | vmsim647-bead-dcv |  | \ | 2 | microspheres | dcv | 1 | 1 | 1 | E:\qiqilu\datasets\VMSIM\transformed\SFig7_647\test\channel_0\WF | E:\qiqilu\datasets\VMSIM\transformed\SFig7_647\test\channel_0\SIM | Unknown | E:\qiqilu\datasets\VMSIM\transformed\SFig7_647\test.txt | deconvolution | FluoSphere | microspheres | dark red | wide-field fluorescence microscope with 60×, 1.45 NA oil-immersion objective, Excitation wavelength 647 nm | wide-field microscope | with a 60x, 1.45 NA oil-immersion objective. | 80 x 80 nm | structural illumination microscope (SIM) with 60×, 1.45 NA oil-immersion objective, Excitation wavelength 647 nm | structured illumination microscope | with a 60x, 1.45 NA oil-immersion objective. | 80 x 80 nm
10015 | vmsim647-bead-patch-dcv |  | ex | 2 | microspheres | dcv | 1 | 1 | 9 | E:\qiqilu\datasets\VMSIM\transformed\SFig7_647\test\channel_0\WF_p512_s256_2d | E:\qiqilu\datasets\VMSIM\transformed\SFig7_647\test\channel_0\SIM_p512_s256_2d | Unknown | E:\qiqilu\datasets\VMSIM\transformed\SFig7_647\test_p512_s256_2d.txt | deconvolution | FluoSphere | microspheres | dark red | wide-field fluorescence microscope with 60×, 1.45 NA oil-immersion objective, Excitation wavelength 647 nm | wide-field microscope | with a 60x, 1.45 NA oil-immersion objective. | 80 x 80 nm | structural illumination microscope (SIM) with 60×, 1.45 NA oil-immersion objective, Excitation wavelength 647 nm | structured illumination microscope | with a 60x, 1.45 NA oil-immersion objective. | 80 x 80 nm
10016 | rcan3d-c2s-mt-dcv | RCAN-C2S-MT | in | 3 | MT | dcv | 1 | 1 | 36 | E:\qiqilu\datasets\RCAN3D\transformed\C2S_MT\test\channel_0\confocal_2d | E:\qiqilu\datasets\RCAN3D\transformed\C2S_MT\test\channel_0\STED_2d | Unknown | E:\qiqilu\datasets\RCAN3D\transformed\C2S_MT\test_2d_selected.txt | deconvolution | fixed mouse embryonic fibroblast cells | microtubule | ATTO 647 (red) | Leica confocal microscope with 100x (1.4 NA) objective, Excitation wavelength is 647 nm. Pinhole size is 0.7 arbitrary unit (A.U.). 16 uW excitation | confocal microscope | with 100x 1.4 NA objective. Pinhole size is 0.7 arbitrary unit (A.U.). | 25 x 25 nm | Leica SP8 STED microscope, with 100x (1.4 NA) objective, Excitation wavelength is 647 nm. Pinhole size is 0.7 arbitrary unit (A.U.). 23 uW excitation/85 mW Depletion | stimulated emission depletion microscope | with 100x 1.4 NA objective. Pinhole size is 0.7 arbitrary unit (A.U.). | 25 x 25 nm
10017 | rcan3d-c2s-npc-dcv | RCAN-C2S-NPC | in | 3 | NPC | dcv | 1 | 1 | 36 | E:\qiqilu\datasets\RCAN3D\transformed\C2S_NPC\test\channel_0\confocal_2d | E:\qiqilu\datasets\RCAN3D\transformed\C2S_NPC\test\channel_0\STED_2d | Unknown | E:\qiqilu\datasets\RCAN3D\transformed\C2S_NPC\test_2d_selected.txt | deconvolution | fixed mouse embryonic fibroblast cells | nuclear pore complex | Alexa Fluor 594 (red) | Leica confocal microscope with 100x (1.4 NA) objective, Excitation wavelength is 580 nm. Pinhole size is 0.7 arbitrary unit (A.U.). 16 uW excitation | confocal microscope | with 100x 1.4 NA objective. Pinhole size is 0.7 arbitrary unit (A.U.). | 25 x 25 nm | Leica SP8 STED microscope, with 100x (1.4 NA) objective, Excitation wavelength is 647 nm. Pinhole size is 0.7 arbitrary unit (A.U.). 23 uW excitation/85 mW Depletion | stimulated emission depletion microscope | with 100x 1.4 NA objective. Pinhole size is 0.7 arbitrary unit (A.U.). | 25 x 25 nm
10016 | rcan3d-c2s-mt-sr | RCAN-C2S-MT | in | 3 | MT | sr | 2 | 1 | 36 | E:\qiqilu\datasets\RCAN3D\transformed\C2S_MT\test\channel_0\confocal_2d_ave2 | E:\qiqilu\datasets\RCAN3D\transformed\C2S_MT\test\channel_0\STED_2d_crop | Unknown | E:\qiqilu\datasets\RCAN3D\transformed\C2S_MT\test_2d_selected.txt | super-resolution with a scale factor of 2 | fixed mouse embryonic fibroblast cells | microtubule | ATTO 647 (red) | Leica confocal microscope with 100x (1.4 NA) objective, Excitation wavelength is 647 nm. Pinhole size is 0.7 arbitrary unit (A.U.). 16 uW excitation | confocal microscope | with 100x 1.4 NA objective. Pinhole size is 0.7 arbitrary unit (A.U.). | 50 x 50 nm. Nearest interpolation with a factor of 2 | Leica SP8 STED microscope, with 100x (1.4 NA) objective, Excitation wavelength is 647 nm. Pinhole size is 0.7 arbitrary unit (A.U.). 23 uW excitation/85 mW Depletion | stimulated emission depletion microscope | with 100x 1.4 NA objective. Pinhole size is 0.7 arbitrary unit (A.U.). | 25 x 25 nm
10017 | rcan3d-c2s-npc-sr | RCAN-C2S-NPC | in | 3 | NPC | sr | 2 | 1 | 36 | E:\qiqilu\datasets\RCAN3D\transformed\C2S_NPC\test\channel_0\confocal_2d_ave2 | E:\qiqilu\datasets\RCAN3D\transformed\C2S_NPC\test\channel_0\STED_2d_crop | Unknown | E:\qiqilu\datasets\RCAN3D\transformed\C2S_NPC\test_2d_selected.txt | super-resolution with a scale factor of 2 | fixed mouse embryonic fibroblast cells | nuclear pore complex | Alexa Fluor 594 (red) | Leica confocal microscope with 100x (1.4 NA) objective, Excitation wavelength is 580 nm. Pinhole size is 0.7 arbitrary unit (A.U.). 16 uW excitation | confocal microscope | with 100x 1.4 NA objective. Pinhole size is 0.7 arbitrary unit (A.U.). | 50 x 50 nm. Nearest interpolation with a factor of 2 | Leica SP8 STED microscope, with 100x (1.4 NA) objective, Excitation wavelength is 647 nm. Pinhole size is 0.7 arbitrary unit (A.U.). 23 uW excitation/85 mW Depletion | stimulated emission depletion microscope | with 100x 1.4 NA objective. Pinhole size is 0.7 arbitrary unit (A.U.). | 25 x 25 nm
10018 | rcan3d-dn-actin-dn | RCAN-F-actin | ex | 3 | F-actin | dn | 1 | 1 |  | E:\qiqilu\datasets\RCAN3D\transformed\DN_Actin\test\channel_0\raw_2d | E:\qiqilu\datasets\RCAN3D\transformed\DN_Actin\test\channel_0\GT_2d | Unknown | E:\qiqilu\datasets\RCAN3D\transformed\DN_Actin\test_2d_selected.txt | denoising | fixed U2OS cell | actin filament | Alexa Fluor 488 (green) | iSIM (instant structured illumination microscopy) with a ×60/1.42 numerical aperture (NA) oil objective (Olympus). Excitation wavelength is 488 nm. | instant structured illumination microscope | with a 60x /1.42 numerical aperture (NA) oil objective (Olympus). | 50 x 50 nm | iSIM (instant structured illumination microscopy) with a ×60/1.42 numerical aperture (NA) oil objective (Olympus). Excitation wavelength is 488 nm. | instant structured illumination microscope | with a 60x/1.42 numerical aperture (NA) oil objective (Olympus). | 50 x 50 nm
10019 | rcan3d-dn-er-dn | RCAN-ER | ex | 3 | ER | dn | 1 | 1 |  | E:\qiqilu\datasets\RCAN3D\transformed\DN_ER\test\channel_0\raw_2d | E:\qiqilu\datasets\RCAN3D\transformed\DN_ER\test\channel_0\GT_2d | Unknown | E:\qiqilu\datasets\RCAN3D\transformed\DN_ER\test_2d_selected.txt | denoising | fixed U2OS cell | endoplasmic reticulum | GFP (green) | iSIM (instant structured illumination microscopy) with a ×60/1.42 numerical aperture (NA) oil objective (Olympus). Excitation wavelength is 488 nm. | instant structured illumination microscope | with a 60x /1.42 numerical aperture (NA) oil objective (Olympus). | 50 x 50 nm | iSIM (instant structured illumination microscopy) with a ×60/1.42 numerical aperture (NA) oil objective (Olympus). Excitation wavelength is 488 nm. | instant structured illumination microscope | with a 60x/1.42 numerical aperture (NA) oil objective (Olympus). | 50 x 50 nm
10020 | rcan3d-dn-golgi-dn | RCAN-Golgi | in | 3 | Golgi | dn | 1 | 1 |  | E:\qiqilu\datasets\RCAN3D\transformed\DN_Golgi\test\channel_0\raw_2d | E:\qiqilu\datasets\RCAN3D\transformed\DN_Golgi\test\channel_0\GT_2d | Unknown | E:\qiqilu\datasets\RCAN3D\transformed\DN_Golgi\test_2d_selected.txt | denoising | fixed U2OS cell | Golgi | GFP (green) | iSIM (instant structured illumination microscopy) with a ×60/1.42 numerical aperture (NA) oil objective (Olympus). Excitation wavelength is 488 nm. | instant structured illumination microscope | with a 60x /1.42 numerical aperture (NA) oil objective (Olympus). | 50 x 50 nm | iSIM (instant structured illumination microscopy) with a ×60/1.42 numerical aperture (NA) oil objective (Olympus). Excitation wavelength is 488 nm. | instant structured illumination microscope | with a 60x/1.42 numerical aperture (NA) oil objective (Olympus). | 50 x 50 nm
10021 | rcan3d-dn-lysosome-dn | RCAN-lysosome | ex | 3 | lysosome | dn | 1 | 1 |  | E:\qiqilu\datasets\RCAN3D\transformed\DN_Lysosome\test\channel_0\raw_2d | E:\qiqilu\datasets\RCAN3D\transformed\DN_Lysosome\test\channel_0\GT_2d | Unknown | E:\qiqilu\datasets\RCAN3D\transformed\DN_Lysosome\test_2d_selected.txt | denoising | fixed U2OS cell | lysosome | mApple (RFP) | iSIM (instant structured illumination microscopy) with a ×60/1.42 numerical aperture (NA) oil objective (Olympus). Excitation wavelength is 561 nm. | instant structured illumination microscope | with a 60x /1.42 numerical aperture (NA) oil objective (Olympus). | 50 x 50 nm | iSIM (instant structured illumination microscopy) with a ×60/1.42 numerical aperture (NA) oil objective (Olympus). Excitation wavelength is 561 nm. | instant structured illumination microscope | with a 60x/1.42 numerical aperture (NA) oil objective (Olympus). | 50 x 50 nm
10022 | rcan3d-dn-mixtrixmito-dn | RCAN-Mito | ex | 3 | Mito | dn | 1 | 1 |  | E:\qiqilu\datasets\RCAN3D\transformed\DN_Matrix_Mito\test\channel_0\raw_2d | E:\qiqilu\datasets\RCAN3D\transformed\DN_Matrix_Mito\test\channel_0\GT_2d | Unknown | E:\qiqilu\datasets\RCAN3D\transformed\DN_Matrix_Mito\test_2d_selected.txt | denoising | fixed U2OS cell | mitochondria | Alexa Fluor 488 (green) | iSIM (instant structured illumination microscopy) with a ×60/1.42 numerical aperture (NA) oil objective (Olympus). Excitation wavelength is 488 nm. | instant structured illumination microscope | with a 60x /1.42 numerical aperture (NA) oil objective (Olympus). | 50 x 50 nm | iSIM (instant structured illumination microscopy) with a ×60/1.42 numerical aperture (NA) oil objective (Olympus). Excitation wavelength is 488 nm. | instant structured illumination microscope | with a 60x/1.42 numerical aperture (NA) oil objective (Olympus). | 50 x 50 nm
10023 | rcan3d-dn-mt-dn | RCAN-MT | ex | 3 | MT | dn | 1 | 1 |  | E:\qiqilu\datasets\RCAN3D\transformed\DN_Mircotubule\test\channel_0\raw_2d | E:\qiqilu\datasets\RCAN3D\transformed\DN_Mircotubule\test\channel_0\GT_2d | Unknown | E:\qiqilu\datasets\RCAN3D\transformed\DN_Mircotubule\test_2d_selected.txt | denoising | fixed U2OS cell | microtubule | mEmerald (GFP) | iSIM (instant structured illumination microscopy) with a ×60/1.42 numerical aperture (NA) oil objective (Olympus). Excitation wavelength is 488 nm. | instant structured illumination microscope | with a 60x /1.42 numerical aperture (NA) oil objective (Olympus). | 50 x 50 nm | iSIM (instant structured illumination microscopy) with a ×60/1.42 numerical aperture (NA) oil objective (Olympus). Excitation wavelength is 488 nm. | instant structured illumination microscope | with a 60x/1.42 numerical aperture (NA) oil objective (Olympus). | 50 x 50 nm
10024 | rcan3d-dn-tomm20mito-dn | RCAN-Mito | ex | 3 | Mito | dn | 1 | 1 |  | E:\qiqilu\datasets\RCAN3D\transformed\DN_Tomm20_Mito\test\channel_0\raw_2d | E:\qiqilu\datasets\RCAN3D\transformed\DN_Tomm20_Mito\test\channel_0\GT_2d | Unknown | E:\qiqilu\datasets\RCAN3D\transformed\DN_Tomm20_Mito\test_2d_selected.txt | denoising | fixed U2OS cell | mitochondria | GFP (green) | iSIM (instant structured illumination microscopy) with a ×60/1.42 numerical aperture (NA) oil objective (Olympus). Excitation wavelength is 488 nm. | instant structured illumination microscope | with a 60x /1.42 numerical aperture (NA) oil objective (Olympus). | 50 x 50 nm | iSIM (instant structured illumination microscopy) with a ×60/1.42 numerical aperture (NA) oil objective (Olympus). Excitation wavelength is 488 nm. | instant structured illumination microscope | with a 60x/1.42 numerical aperture (NA) oil objective (Olympus). | 50 x 50 nm
10025 | biotisr-ccp-sr-1 |  | ex | 2 | CCP | sr | 2 | 1 |  | E:\qiqilu\datasets\BioTISR\transformed\CCPs\test\channel_0\WF_noise_level_1_2d | E:\qiqilu\datasets\BioTISR\transformed\CCPs\test\channel_0\SIM_2d | Unknown | E:\qiqilu\datasets\BioTISR\transformed\CCPs\test_2d.txt | super-resolution with a scale factor of 2 | live SUM-159 cell | clathrin-coated pits | mEmerald (GFP) | wide-field microscope with excitation numerical aperture of 1.41, excitation wavelength is 488 nm | wide-field microscope | with excitation numerical aperture (NA) of 1.41. | 60.4 x 60.4 nm. Nearest interpolation with a factor of 2 | linear structured illumination microscope (SIM) with excitation numerical aperture of 1.41, excitation wavelength is 488 nm | linear structured illumination microscope | with excitation numerical aperture (NA) of 1.41. | 30.2 x 30.2 nm
10026 | biotisr-ccp-sr-2 |  | ex | 2 | CCP | sr | 2 | 1 |  | E:\qiqilu\datasets\BioTISR\transformed\CCPs\test\channel_0\WF_noise_level_2_2d | E:\qiqilu\datasets\BioTISR\transformed\CCPs\test\channel_0\SIM_2d | Unknown | E:\qiqilu\datasets\BioTISR\transformed\CCPs\test_2d.txt | super-resolution with a scale factor of 2 | live SUM-159 cell | clathrin-coated pits | mEmerald (GFP) | wide-field microscope with excitation numerical aperture of 1.41, excitation wavelength is 488 nm | wide-field microscope | with excitation numerical aperture (NA) of 1.41. | 60.4 x 60.4 nm. Nearest interpolation with a factor of 2 | linear structured illumination microscope (SIM) with excitation numerical aperture of 1.41, excitation wavelength is 488 nm | linear structured illumination microscope | with excitation numerical aperture (NA) of 1.41. | 30.2 x 30.2 nm
10027 | biotisr-ccp-sr-3 |  | ex | 2 | CCP | sr | 2 | 1 |  | E:\qiqilu\datasets\BioTISR\transformed\CCPs\test\channel_0\WF_noise_level_3_2d | E:\qiqilu\datasets\BioTISR\transformed\CCPs\test\channel_0\SIM_2d | Unknown | E:\qiqilu\datasets\BioTISR\transformed\CCPs\test_2d.txt | super-resolution with a scale factor of 2 | live SUM-159 cell | clathrin-coated pits | mEmerald (GFP) | wide-field microscope with excitation numerical aperture of 1.41, excitation wavelength is 488 nm | wide-field microscope | with excitation numerical aperture (NA) of 1.41. | 60.4 x 60.4 nm. Nearest interpolation with a factor of 2 | linear structured illumination microscope (SIM) with excitation numerical aperture of 1.41, excitation wavelength is 488 nm | linear structured illumination microscope | with excitation numerical aperture (NA) of 1.41. | 30.2 x 30.2 nm
10028 | biotisr-factin-sr-1 |  | ex | 2 | F-actin | sr | 2 | 1 |  | E:\qiqilu\datasets\BioTISR\transformed\F-actin\test\channel_0\WF_noise_level_1_2d | E:\qiqilu\datasets\BioTISR\transformed\F-actin\test\channel_0\SIM_2d | Unknown | E:\qiqilu\datasets\BioTISR\transformed\F-actin\test_2d.txt | super-resolution with a scale factor of 2 | live COS-7 cell | actin filament | mEmerald (GFP) | wide-field microscope with excitation numerical aperture of 1.41, excitation wavelength is 488 nm | wide-field microscope | with excitation numerical aperture (NA) of 1.41. | 60.4 x 60.4 nm. Nearest interpolation with a factor of 2 | linear structured illumination microscope (SIM) with excitation numerical aperture of 1.41, excitation wavelength is 488 nm | linear structured illumination microscope | with excitation numerical aperture (NA) of 1.41. | 30.2 x 30.2 nm
10029 | biotisr-factin-sr-2 |  | ex | 2 | F-actin | sr | 2 | 1 |  | E:\qiqilu\datasets\BioTISR\transformed\F-actin\test\channel_0\WF_noise_level_2_2d | E:\qiqilu\datasets\BioTISR\transformed\F-actin\test\channel_0\SIM_2d | Unknown | E:\qiqilu\datasets\BioTISR\transformed\F-actin\test_2d.txt | super-resolution with a scale factor of 2 | live COS-7 cell | actin filament | mEmerald (GFP) | wide-field microscope with excitation numerical aperture of 1.41, excitation wavelength is 488 nm | wide-field microscope | with excitation numerical aperture (NA) of 1.41. | 60.4 x 60.4 nm. Nearest interpolation with a factor of 2 | linear structured illumination microscope (SIM) with excitation numerical aperture of 1.41, excitation wavelength is 488 nm | linear structured illumination microscope | with excitation numerical aperture (NA) of 1.41. | 30.2 x 30.2 nm
10030 | biotisr-factin-sr-3 |  | ex | 2 | F-actin | sr | 2 | 1 |  | E:\qiqilu\datasets\BioTISR\transformed\F-actin\test\channel_0\WF_noise_level_3_2d | E:\qiqilu\datasets\BioTISR\transformed\F-actin\test\channel_0\SIM_2d | Unknown | E:\qiqilu\datasets\BioTISR\transformed\F-actin\test_2d.txt | super-resolution with a scale factor of 2 | live COS-7 cell | actin filament | mEmerald (GFP) | wide-field microscope with excitation numerical aperture of 1.41, excitation wavelength is 488 nm | wide-field microscope | with excitation numerical aperture (NA) of 1.41. | 60.4 x 60.4 nm. Nearest interpolation with a factor of 2 | linear structured illumination microscope (SIM) with excitation numerical aperture of 1.41, excitation wavelength is 488 nm | linear structured illumination microscope | with excitation numerical aperture (NA) of 1.41. | 30.2 x 30.2 nm
10031 | biotisr-factin-nonlinear-sr-1 |  | ex | 2 | F-actin | sr | 3 | 1 |  | E:\qiqilu\datasets\BioTISR\transformed\F-actin_nonlinear\test\channel_0\WF_noise_level_1_2d | E:\qiqilu\datasets\BioTISR\transformed\F-actin_nonlinear\test\channel_0\SIM_2d | Unknown | E:\qiqilu\datasets\BioTISR\transformed\F-actin_nonlinear\test_2d.txt | super-resolution with a scale factor of 3 | live COS-7 cell | actin filament | Skylan-NS (green) | wide-field microscope with excitation numerical aperture of 1.41, excitation wavelength is 488 nm | wide-field microscope | with excitation numerical aperture (NA) of 1.41. | 60.4 x 60.4 nm. Nearest interpolation with a factor of 3 | non-linear structured illumination microscope (SIM) with excitation numerical aperture of 1.41, excitation wavelength is 488 nm | non-linear structured illumination microscope | with excitation numerical aperture (NA) of 1.41. | 20.1 x 20.1 nm
10032 | biotisr-factin-nonlinear-sr-2 |  | ex | 2 | F-actin | sr | 3 | 1 |  | E:\qiqilu\datasets\BioTISR\transformed\F-actin_nonlinear\test\channel_0\WF_noise_level_2_2d | E:\qiqilu\datasets\BioTISR\transformed\F-actin_nonlinear\test\channel_0\SIM_2d | Unknown | E:\qiqilu\datasets\BioTISR\transformed\F-actin_nonlinear\test_2d.txt | super-resolution with a scale factor of 3 | live COS-7 cell | actin filament | Skylan-NS (green) | wide-field microscope with excitation numerical aperture of 1.41, excitation wavelength is 488 nm | wide-field microscope | with excitation numerical aperture (NA) of 1.41. | 60.4 x 60.4 nm. Nearest interpolation with a factor of 3 | non-linear structured illumination microscope (SIM) with excitation numerical aperture of 1.41, excitation wavelength is 488 nm | non-linear structured illumination microscope | with excitation numerical aperture (NA) of 1.41. | 20.1 x 20.1 nm
10033 | biotisr-factin-nonlinear-sr-3 |  | ex | 2 | F-actin | sr | 3 | 1 |  | E:\qiqilu\datasets\BioTISR\transformed\F-actin_nonlinear\test\channel_0\WF_noise_level_3_2d | E:\qiqilu\datasets\BioTISR\transformed\F-actin_nonlinear\test\channel_0\SIM_2d | Unknown | E:\qiqilu\datasets\BioTISR\transformed\F-actin_nonlinear\test_2d.txt | super-resolution with a scale factor of 3 | live COS-7 cell | actin filament | Skylan-NS (green) | wide-field microscope with excitation numerical aperture of 1.41, excitation wavelength is 488 nm | wide-field microscope | with excitation numerical aperture (NA) of 1.41. | 60.4 x 60.4 nm. Nearest interpolation with a factor of 3 | non-linear structured illumination microscope (SIM) with excitation numerical aperture of 1.41, excitation wavelength is 488 nm | non-linear structured illumination microscope | with excitation numerical aperture (NA) of 1.41. | 20.1 x 20.1 nm
10034 | biotisr-lysosome-sr-1 |  | ex | 2 | lysosome | sr | 2 | 1 |  | E:\qiqilu\datasets\BioTISR\transformed\Lysosomes\test\channel_0\WF_noise_level_1_2d | E:\qiqilu\datasets\BioTISR\transformed\Lysosomes\test\channel_0\SIM_2d | Unknown | E:\qiqilu\datasets\BioTISR\transformed\Lysosomes\test_2d.txt | super-resolution with a scale factor of 2 | live COS-7 cell | lysosome | yellow | wide-field microscope with excitation numerical aperture of 1.35, excitation wavelength is 561 nm | wide-field microscope | with excitation numerical aperture (NA) of 1.35. | 60.4 x 60.4 nm. Nearest interpolation with a factor of 2 | linear structured illumination microscope (SIM) with excitation numerical aperture of 1.35, excitation wavelength is 561 nm | linear structured illumination microscope | with excitation numerical aperture (NA) of 1.35. | 30.2 x 30.2 nm
10035 | biotisr-lysosome-sr-2 |  | ex | 2 | lysosome | sr | 2 | 1 |  | E:\qiqilu\datasets\BioTISR\transformed\Lysosomes\test\channel_0\WF_noise_level_2_2d | E:\qiqilu\datasets\BioTISR\transformed\Lysosomes\test\channel_0\SIM_2d | Unknown | E:\qiqilu\datasets\BioTISR\transformed\Lysosomes\test_2d.txt | super-resolution with a scale factor of 2 | live COS-7 cell | lysosome | yellow | wide-field microscope with excitation numerical aperture of 1.35, excitation wavelength is 561 nm | wide-field microscope | with excitation numerical aperture (NA) of 1.35. | 60.4 x 60.4 nm. Nearest interpolation with a factor of 2 | linear structured illumination microscope (SIM) with excitation numerical aperture of 1.35, excitation wavelength is 561 nm | linear structured illumination microscope | with excitation numerical aperture (NA) of 1.35. | 30.2 x 30.2 nm
10036 | biotisr-lysosome-sr-3 |  | ex | 2 | lysosome | sr | 2 | 1 |  | E:\qiqilu\datasets\BioTISR\transformed\Lysosomes\test\channel_0\WF_noise_level_3_2d | E:\qiqilu\datasets\BioTISR\transformed\Lysosomes\test\channel_0\SIM_2d | Unknown | E:\qiqilu\datasets\BioTISR\transformed\Lysosomes\test_2d.txt | super-resolution with a scale factor of 2 | live COS-7 cell | lysosome | yellow | wide-field microscope with excitation numerical aperture of 1.35, excitation wavelength is 561 nm | wide-field microscope | with excitation numerical aperture (NA) of 1.35. | 60.4 x 60.4 nm. Nearest interpolation with a factor of 2 | linear structured illumination microscope (SIM) with excitation numerical aperture of 1.35, excitation wavelength is 561 nm | linear structured illumination microscope | with excitation numerical aperture (NA) of 1.35. | 30.2 x 30.2 nm
10037 | biotisr-mt-sr-1 |  | ex | 2 | MT | sr | 2 | 1 |  | E:\qiqilu\datasets\BioTISR\transformed\Microtubules\test\channel_0\WF_noise_level_1_2d | E:\qiqilu\datasets\BioTISR\transformed\Microtubules\test\channel_0\SIM_2d | Unknown | E:\qiqilu\datasets\BioTISR\transformed\Microtubules\test_2d.txt | super-resolution with a scale factor of 2 | live COS-7 cell | microtubule | mEmerald (green) | wide-field microscope with excitation numerical aperture of 1.35, excitation wavelength is 488 nm | wide-field microscope | with excitation numerical aperture (NA) of 1.35. | 60.4 x 60.4 nm. Nearest interpolation with a factor of 2 | linear structured illumination microscope (SIM) with excitation numerical aperture of 1.35, excitation wavelength is 488 nm | linear structured illumination microscope | with excitation numerical aperture (NA) of 1.35. | 30.2 x 30.2 nm
10038 | biotisr-mt-sr-2 |  | ex | 2 | MT | sr | 2 | 1 |  | E:\qiqilu\datasets\BioTISR\transformed\Microtubules\test\channel_0\WF_noise_level_2_2d | E:\qiqilu\datasets\BioTISR\transformed\Microtubules\test\channel_0\SIM_2d | Unknown | E:\qiqilu\datasets\BioTISR\transformed\Microtubules\test_2d.txt | super-resolution with a scale factor of 2 | live COS-7 cell | microtubule | mEmerald (green) | wide-field microscope with excitation numerical aperture of 1.35, excitation wavelength is 488 nm | wide-field microscope | with excitation numerical aperture (NA) of 1.35. | 60.4 x 60.4 nm. Nearest interpolation with a factor of 2 | linear structured illumination microscope (SIM) with excitation numerical aperture of 1.35, excitation wavelength is 488 nm | linear structured illumination microscope | with excitation numerical aperture (NA) of 1.35. | 30.2 x 30.2 nm
10039 | biotisr-mt-sr-3 |  | ex | 2 | MT | sr | 2 | 1 |  | E:\qiqilu\datasets\BioTISR\transformed\Microtubules\test\channel_0\WF_noise_level_3_2d | E:\qiqilu\datasets\BioTISR\transformed\Microtubules\test\channel_0\SIM_2d | Unknown | E:\qiqilu\datasets\BioTISR\transformed\Microtubules\test_2d.txt | super-resolution with a scale factor of 2 | live COS-7 cell | microtubule | mEmerald (green) | wide-field microscope with excitation numerical aperture of 1.35, excitation wavelength is 488 nm | wide-field microscope | with excitation numerical aperture (NA) of 1.35. | 60.4 x 60.4 nm. Nearest interpolation with a factor of 2 | linear structured illumination microscope (SIM) with excitation numerical aperture of 1.35, excitation wavelength is 488 nm | linear structured illumination microscope | with excitation numerical aperture (NA) of 1.35. | 30.2 x 30.2 nm
10040 | biotisr-mito-sr-1 |  | ex | 2 | Mito | sr | 2 | 1 |  | E:\qiqilu\datasets\BioTISR\transformed\Mitochondria\test\channel_0\WF_noise_level_1_2d | E:\qiqilu\datasets\BioTISR\transformed\Mitochondria\test\channel_0\SIM_2d | Unknown | E:\qiqilu\datasets\BioTISR\transformed\Mitochondria\test_2d.txt | super-resolution with a scale factor of 2 | live COS-7 cell | mitochondria | mEmerald (green) | wide-field microscope with excitation numerical aperture of 1.35, excitation wavelength is 488 nm | wide-field microscope | with excitation numerical aperture (NA) of 1.35. | 60.4 x 60.4 nm. Nearest interpolation with a factor of 2 | linear structured illumination microscope (SIM) with excitation numerical aperture of 1.35, excitation wavelength is 488 nm | linear structured illumination microscope | with excitation numerical aperture (NA) of 1.35. | 30.2 x 30.2 nm
10041 | biotisr-mito-sr-2 |  | ex | 2 | Mito | sr | 2 | 1 |  | E:\qiqilu\datasets\BioTISR\transformed\Mitochondria\test\channel_0\WF_noise_level_2_2d | E:\qiqilu\datasets\BioTISR\transformed\Mitochondria\test\channel_0\SIM_2d | Unknown | E:\qiqilu\datasets\BioTISR\transformed\Mitochondria\test_2d.txt | super-resolution with a scale factor of 2 | live COS-7 cell | mitochondria | mEmerald (green) | wide-field microscope with excitation numerical aperture of 1.35, excitation wavelength is 488 nm | wide-field microscope | with excitation numerical aperture (NA) of 1.35. | 60.4 x 60.4 nm. Nearest interpolation with a factor of 2 | linear structured illumination microscope (SIM) with excitation numerical aperture of 1.35, excitation wavelength is 488 nm | linear structured illumination microscope | with excitation numerical aperture (NA) of 1.35. | 30.2 x 30.2 nm
10042 | biotisr-mito-sr-3 |  | ex | 2 | Mito | sr | 2 | 1 |  | E:\qiqilu\datasets\BioTISR\transformed\Mitochondria\test\channel_0\WF_noise_level_3_2d | E:\qiqilu\datasets\BioTISR\transformed\Mitochondria\test\channel_0\SIM_2d | Unknown | E:\qiqilu\datasets\BioTISR\transformed\Mitochondria\test_2d.txt | super-resolution with a scale factor of 2 | live COS-7 cell | mitochondria | mEmerald (green) | wide-field microscope with excitation numerical aperture of 1.35, excitation wavelength is 488 nm | wide-field microscope | with excitation numerical aperture (NA) of 1.35. | 60.4 x 60.4 nm. Nearest interpolation with a factor of 2 | linear structured illumination microscope (SIM) with excitation numerical aperture of 1.35, excitation wavelength is 488 nm | linear structured illumination microscope | with excitation numerical aperture (NA) of 1.35. | 30.2 x 30.2 nm
10043 | biotisr-ccp-dcv-1 |  | ex | 2 | CCP | dcv | 1 | -2 |  | E:\qiqilu\datasets\BioTISR\transformed\CCPs\test\channel_0\WF_noise_level_1_2d | E:\qiqilu\datasets\BioTISR\transformed\CCPs\test\channel_0\SIM_2d | Unknown | E:\qiqilu\datasets\BioTISR\transformed\CCPs\test_2d.txt | deconvolution | live SUM-159 cell | clathrin-coated pits | mEmerald (green) | wide-field microscope with excitation numerical aperture of 1.41, excitation wavelength is 488 nm | wide-field microscope | with excitation numerical aperture (NA) of 1.41. | 60.4 x 60.4 nm | linear structured illumination microscope (SIM) with excitation numerical aperture of 1.41, excitation wavelength is 488 nm | linear structured illumination microscope | with excitation numerical aperture (NA) of 1.41. | 60.4 x 60.4 nm
10044 | biotisr-ccp-dcv-2 |  | ex | 2 | CCP | dcv | 1 | -2 |  | E:\qiqilu\datasets\BioTISR\transformed\CCPs\test\channel_0\WF_noise_level_2_2d | E:\qiqilu\datasets\BioTISR\transformed\CCPs\test\channel_0\SIM_2d | Unknown | E:\qiqilu\datasets\BioTISR\transformed\CCPs\test_2d.txt | deconvolution | live SUM-159 cell | clathrin-coated pits | mEmerald (green) | wide-field microscope with excitation numerical aperture of 1.41, excitation wavelength is 488 nm | wide-field microscope | with excitation numerical aperture (NA) of 1.41. | 60.4 x 60.4 nm | linear structured illumination microscope (SIM) with excitation numerical aperture of 1.41, excitation wavelength is 488 nm | linear structured illumination microscope | with excitation numerical aperture (NA) of 1.41. | 60.4 x 60.4 nm
10045 | biotisr-ccp-dcv-3 |  | ex | 2 | CCP | dcv | 1 | -2 |  | E:\qiqilu\datasets\BioTISR\transformed\CCPs\test\channel_0\WF_noise_level_3_2d | E:\qiqilu\datasets\BioTISR\transformed\CCPs\test\channel_0\SIM_2d | Unknown | E:\qiqilu\datasets\BioTISR\transformed\CCPs\test_2d.txt | deconvolution | live SUM-159 cell | clathrin-coated pits | mEmerald (green) | wide-field microscope with excitation numerical aperture of 1.41, excitation wavelength is 488 nm | wide-field microscope | with excitation numerical aperture (NA) of 1.41. | 60.4 x 60.4 nm | linear structured illumination microscope (SIM) with excitation numerical aperture of 1.41, excitation wavelength is 488 nm | linear structured illumination microscope | with excitation numerical aperture (NA) of 1.41. | 60.4 x 60.4 nm
10046 | biotisr-factin-dcv-1 |  | ex | 2 | F-actin | dcv | 1 | -2 |  | E:\qiqilu\datasets\BioTISR\transformed\F-actin\test\channel_0\WF_noise_level_1_2d | E:\qiqilu\datasets\BioTISR\transformed\F-actin\test\channel_0\SIM_2d | Unknown | E:\qiqilu\datasets\BioTISR\transformed\F-actin\test_2d.txt | deconvolution | live COS-7 cell | actin filament | mEmerald (green) | wide-field microscope with excitation numerical aperture of 1.41, excitation wavelength is 488 nm | wide-field microscope | with excitation numerical aperture (NA) of 1.41. | 60.4 x 60.4 nm | linear structured illumination microscope (SIM) with excitation numerical aperture of 1.41, excitation wavelength is 488 nm | linear structured illumination microscope | with excitation numerical aperture (NA) of 1.41. | 60.4 x 60.4 nm
10047 | biotisr-factin-dcv-2 |  | ex | 2 | F-actin | dcv | 1 | -2 |  | E:\qiqilu\datasets\BioTISR\transformed\F-actin\test\channel_0\WF_noise_level_2_2d | E:\qiqilu\datasets\BioTISR\transformed\F-actin\test\channel_0\SIM_2d | Unknown | E:\qiqilu\datasets\BioTISR\transformed\F-actin\test_2d.txt | deconvolution | live COS-7 cell | actin filament | mEmerald (green) | wide-field microscope with excitation numerical aperture of 1.41, excitation wavelength is 488 nm | wide-field microscope | with excitation numerical aperture (NA) of 1.41. | 60.4 x 60.4 nm | linear structured illumination microscope (SIM) with excitation numerical aperture of 1.41, excitation wavelength is 488 nm | linear structured illumination microscope | with excitation numerical aperture (NA) of 1.41. | 60.4 x 60.4 nm
10048 | biotisr-factin-dcv-3 |  | ex | 2 | F-actin | dcv | 1 | -2 |  | E:\qiqilu\datasets\BioTISR\transformed\F-actin\test\channel_0\WF_noise_level_3_2d | E:\qiqilu\datasets\BioTISR\transformed\F-actin\test\channel_0\SIM_2d | Unknown | E:\qiqilu\datasets\BioTISR\transformed\F-actin\test_2d.txt | deconvolution | live COS-7 cell | actin filament | mEmerald (green) | wide-field microscope with excitation numerical aperture of 1.41, excitation wavelength is 488 nm | wide-field microscope | with excitation numerical aperture (NA) of 1.41. | 60.4 x 60.4 nm | linear structured illumination microscope (SIM) with excitation numerical aperture of 1.41, excitation wavelength is 488 nm | linear structured illumination microscope | with excitation numerical aperture (NA) of 1.41. | 60.4 x 60.4 nm
10049 | biotisr-factin-nonlinear-dcv-1 |  | ex | 2 | F-actin | dcv | 1 | -3 |  | E:\qiqilu\datasets\BioTISR\transformed\F-actin_nonlinear\test\channel_0\WF_noise_level_1_2d | E:\qiqilu\datasets\BioTISR\transformed\F-actin_nonlinear\test\channel_0\SIM_2d | Unknown | E:\qiqilu\datasets\BioTISR\transformed\F-actin_nonlinear\test_2d.txt | deconvolution | live COS-7 cell | actin filament | Skylan-NS (green) | wide-field microscope with excitation numerical aperture of 1.41, excitation wavelength is 488 nm | wide-field microscope | with excitation numerical aperture (NA) of 1.41. | 60.4 x 60.4 nm | non-linear structured illumination microscope (SIM) with excitation numerical aperture of 1.41, excitation wavelength is 488 nm | non-linear structured illumination microscope | with excitation numerical aperture (NA) of 1.41. | 60.4 x 60.4 nm
10050 | biotisr-factin-nonlinear-dcv-2 |  | ex | 2 | F-actin | dcv | 1 | -3 |  | E:\qiqilu\datasets\BioTISR\transformed\F-actin_nonlinear\test\channel_0\WF_noise_level_2_2d | E:\qiqilu\datasets\BioTISR\transformed\F-actin_nonlinear\test\channel_0\SIM_2d | Unknown | E:\qiqilu\datasets\BioTISR\transformed\F-actin_nonlinear\test_2d.txt | deconvolution | live COS-7 cell | actin filament | Skylan-NS (green) | wide-field microscope with excitation numerical aperture of 1.41, excitation wavelength is 488 nm | wide-field microscope | with excitation numerical aperture (NA) of 1.41. | 60.4 x 60.4 nm | non-linear structured illumination microscope (SIM) with excitation numerical aperture of 1.41, excitation wavelength is 488 nm | non-linear structured illumination microscope | with excitation numerical aperture (NA) of 1.41. | 60.4 x 60.4 nm
10051 | biotisr-factin-nonlinear-dcv-3 |  | ex | 2 | F-actin | dcv | 1 | -3 |  | E:\qiqilu\datasets\BioTISR\transformed\F-actin_nonlinear\test\channel_0\WF_noise_level_3_2d | E:\qiqilu\datasets\BioTISR\transformed\F-actin_nonlinear\test\channel_0\SIM_2d | Unknown | E:\qiqilu\datasets\BioTISR\transformed\F-actin_nonlinear\test_2d.txt | deconvolution | live COS-7 cell | actin filament | Skylan-NS (green) | wide-field microscope with excitation numerical aperture of 1.41, excitation wavelength is 488 nm | wide-field microscope | with excitation numerical aperture (NA) of 1.41. | 60.4 x 60.4 nm | non-linear structured illumination microscope (SIM) with excitation numerical aperture of 1.41, excitation wavelength is 488 nm | non-linear structured illumination microscope | with excitation numerical aperture (NA) of 1.41. | 60.4 x 60.4 nm
10052 | biotisr-lysosome-dcv-1 |  | ex | 2 | lysosome | dcv | 1 | -2 |  | E:\qiqilu\datasets\BioTISR\transformed\Lysosomes\test\channel_0\WF_noise_level_1_2d | E:\qiqilu\datasets\BioTISR\transformed\Lysosomes\test\channel_0\SIM_2d | Unknown | E:\qiqilu\datasets\BioTISR\transformed\Lysosomes\test_2d.txt | deconvolution | live COS-7 cell | lysosome | yellow | wide-field microscope with excitation numerical aperture of 1.35, excitation wavelength is 561 nm | wide-field microscope | with excitation numerical aperture (NA) of 1.35. | 60.4 x 60.4 nm | linear structured illumination microscope (SIM) with excitation numerical aperture of 1.35, excitation wavelength is 561 nm | linear structured illumination microscope | with excitation numerical aperture (NA) of 1.35. | 60.4 x 60.4 nm
10053 | biotisr-lysosome-dcv-2 |  | ex | 2 | lysosome | dcv | 1 | -2 |  | E:\qiqilu\datasets\BioTISR\transformed\Lysosomes\test\channel_0\WF_noise_level_2_2d | E:\qiqilu\datasets\BioTISR\transformed\Lysosomes\test\channel_0\SIM_2d | Unknown | E:\qiqilu\datasets\BioTISR\transformed\Lysosomes\test_2d.txt | deconvolution | live COS-7 cell | lysosome | yellow | wide-field microscope with excitation numerical aperture of 1.35, excitation wavelength is 561 nm | wide-field microscope | with excitation numerical aperture (NA) of 1.35. | 60.4 x 60.4 nm | linear structured illumination microscope (SIM) with excitation numerical aperture of 1.35, excitation wavelength is 561 nm | linear structured illumination microscope | with excitation numerical aperture (NA) of 1.35. | 60.4 x 60.4 nm
10054 | biotisr-lysosome-dcv-3 |  | ex | 2 | lysosome | dcv | 1 | -2 |  | E:\qiqilu\datasets\BioTISR\transformed\Lysosomes\test\channel_0\WF_noise_level_3_2d | E:\qiqilu\datasets\BioTISR\transformed\Lysosomes\test\channel_0\SIM_2d | Unknown | E:\qiqilu\datasets\BioTISR\transformed\Lysosomes\test_2d.txt | deconvolution | live COS-7 cell | lysosome | yellow | wide-field microscope with excitation numerical aperture of 1.35, excitation wavelength is 561 nm | wide-field microscope | with excitation numerical aperture (NA) of 1.35. | 60.4 x 60.4 nm | linear structured illumination microscope (SIM) with excitation numerical aperture of 1.35, excitation wavelength is 561 nm | linear structured illumination microscope | with excitation numerical aperture (NA) of 1.35. | 60.4 x 60.4 nm
10055 | biotisr-mt-dcv-1 |  | ex | 2 | MT | dcv | 1 | -2 |  | E:\qiqilu\datasets\BioTISR\transformed\Microtubules\test\channel_0\WF_noise_level_1_2d | E:\qiqilu\datasets\BioTISR\transformed\Microtubules\test\channel_0\SIM_2d | Unknown | E:\qiqilu\datasets\BioTISR\transformed\Microtubules\test_2d.txt | deconvolution | live COS-7 cell | microtubule | mEmerald (green) | wide-field microscope with excitation numerical aperture of 1.35, excitation wavelength is 488 nm | wide-field microscope | with excitation numerical aperture (NA) of 1.35. | 60.4 x 60.4 nm | linear structured illumination microscope (SIM) with excitation numerical aperture of 1.35, excitation wavelength is 488 nm | linear structured illumination microscope | with excitation numerical aperture (NA) of 1.35. | 60.4 x 60.4 nm
10056 | biotisr-mt-dcv-2 |  | ex | 2 | MT | dcv | 1 | -2 |  | E:\qiqilu\datasets\BioTISR\transformed\Microtubules\test\channel_0\WF_noise_level_2_2d | E:\qiqilu\datasets\BioTISR\transformed\Microtubules\test\channel_0\SIM_2d | Unknown | E:\qiqilu\datasets\BioTISR\transformed\Microtubules\test_2d.txt | deconvolution | live COS-7 cell | microtubule | mEmerald (green) | wide-field microscope with excitation numerical aperture of 1.35, excitation wavelength is 488 nm | wide-field microscope | with excitation numerical aperture (NA) of 1.35. | 60.4 x 60.4 nm | linear structured illumination microscope (SIM) with excitation numerical aperture of 1.35, excitation wavelength is 488 nm | linear structured illumination microscope | with excitation numerical aperture (NA) of 1.35. | 60.4 x 60.4 nm
10057 | biotisr-mt-dcv-3 |  | ex | 2 | MT | dcv | 1 | -2 |  | E:\qiqilu\datasets\BioTISR\transformed\Microtubules\test\channel_0\WF_noise_level_3_2d | E:\qiqilu\datasets\BioTISR\transformed\Microtubules\test\channel_0\SIM_2d | Unknown | E:\qiqilu\datasets\BioTISR\transformed\Microtubules\test_2d.txt | deconvolution | live COS-7 cell | microtubule | mEmerald (green) | wide-field microscope with excitation numerical aperture of 1.35, excitation wavelength is 488 nm | wide-field microscope | with excitation numerical aperture (NA) of 1.35. | 60.4 x 60.4 nm | linear structured illumination microscope (SIM) with excitation numerical aperture of 1.35, excitation wavelength is 488 nm | linear structured illumination microscope | with excitation numerical aperture (NA) of 1.35. | 60.4 x 60.4 nm
10058 | biotisr-mito-dcv-1 |  | ex | 2 | Mito | dcv | 1 | -2 |  | E:\qiqilu\datasets\BioTISR\transformed\Mitochondria\test\channel_0\WF_noise_level_1_2d | E:\qiqilu\datasets\BioTISR\transformed\Mitochondria\test\channel_0\SIM_2d | Unknown | E:\qiqilu\datasets\BioTISR\transformed\Mitochondria\test_2d.txt | deconvolution | live COS-7 cell | mitochondria | mEmerald (green) | wide-field microscope with excitation numerical aperture of 1.35, excitation wavelength is 488 nm | wide-field microscope | with excitation numerical aperture (NA) of 1.35. | 60.4 x 60.4 nm | linear structured illumination microscope (SIM) with excitation numerical aperture of 1.35, excitation wavelength is 488 nm | linear structured illumination microscope | with excitation numerical aperture (NA) of 1.35. | 60.4 x 60.4 nm
10059 | biotisr-mito-dcv-2 |  | ex | 2 | Mito | dcv | 1 | -2 |  | E:\qiqilu\datasets\BioTISR\transformed\Mitochondria\test\channel_0\WF_noise_level_2_2d | E:\qiqilu\datasets\BioTISR\transformed\Mitochondria\test\channel_0\SIM_2d | Unknown | E:\qiqilu\datasets\BioTISR\transformed\Mitochondria\test_2d.txt | deconvolution | live COS-7 cell | mitochondria | mEmerald (green) | wide-field microscope with excitation numerical aperture of 1.35, excitation wavelength is 488 nm | wide-field microscope | with excitation numerical aperture (NA) of 1.35. | 60.4 x 60.4 nm | linear structured illumination microscope (SIM) with excitation numerical aperture of 1.35, excitation wavelength is 488 nm | linear structured illumination microscope | with excitation numerical aperture (NA) of 1.35. | 60.4 x 60.4 nm
10060 | biotisr-mito-dcv-3 |  | ex | 2 | Mito | dcv | 1 | -2 |  | E:\qiqilu\datasets\BioTISR\transformed\Mitochondria\test\channel_0\WF_noise_level_3_2d | E:\qiqilu\datasets\BioTISR\transformed\Mitochondria\test\channel_0\SIM_2d | Unknown | E:\qiqilu\datasets\BioTISR\transformed\Mitochondria\test_2d.txt | deconvolution | live COS-7 cell | mitochondria | mEmerald (green) | wide-field microscope with excitation numerical aperture of 1.35, excitation wavelength is 488 nm | wide-field microscope | with excitation numerical aperture (NA) of 1.35. | 60.4 x 60.4 nm | linear structured illumination microscope (SIM) with excitation numerical aperture of 1.35, excitation wavelength is 488 nm | linear structured illumination microscope | with excitation numerical aperture (NA) of 1.35. | 60.4 x 60.4 nm
10061 | biotisr-ccp-dn-1 |  | ex | 2 | CCP | dn | 1 | 1 |  | E:\qiqilu\datasets\BioTISR\transformed\CCPs\test\channel_0\WF_noise_level_1_2d | E:\qiqilu\datasets\BioTISR\transformed\CCPs\test\channel_0\WF_noise_level_3_2d | Unknown | E:\qiqilu\datasets\BioTISR\transformed\CCPs\test_2d.txt | denoising | live SUM-159 cell | clathrin-coated pits | mEmerald (green) | wide-field microscope with excitation numerical aperture of 1.41, excitation wavelength is 488 nm | wide-field microscope | with excitation numerical aperture (NA) of 1.41. | 60.4 x 60.4 nm | wide-field microscope with excitation numerical aperture of 1.41, excitation wavelength is 488 nm | wide-field microscope | with excitation numerical aperture (NA) of 1.41. | 60.4 x 60.4 nm
10062 | biotisr-ccp-dn-2 |  | ex | 2 | CCP | dn | 1 | 1 |  | E:\qiqilu\datasets\BioTISR\transformed\CCPs\test\channel_0\WF_noise_level_2_2d | E:\qiqilu\datasets\BioTISR\transformed\CCPs\test\channel_0\WF_noise_level_3_2d | Unknown | E:\qiqilu\datasets\BioTISR\transformed\CCPs\test_2d.txt | denoising | live SUM-159 cell | clathrin-coated pits | mEmerald (green) | wide-field microscope with excitation numerical aperture of 1.41, excitation wavelength is 488 nm | wide-field microscope | with excitation numerical aperture (NA) of 1.41. | 60.4 x 60.4 nm | wide-field microscope with excitation numerical aperture of 1.41, excitation wavelength is 488 nm | wide-field microscope | with excitation numerical aperture (NA) of 1.41. | 60.4 x 60.4 nm
10063 | biotisr-factin-dn-1 |  | ex | 2 | F-actin | dn | 1 | 1 |  | E:\qiqilu\datasets\BioTISR\transformed\F-actin\test\channel_0\WF_noise_level_1_2d | E:\qiqilu\datasets\BioTISR\transformed\F-actin\test\channel_0\WF_noise_level_3_2d | Unknown | E:\qiqilu\datasets\BioTISR\transformed\F-actin\test_2d.txt | denoising | live COS-7 cell | actin filament | mEmerald (green) | wide-field microscope with excitation numerical aperture of 1.41, excitation wavelength is 488 nm | wide-field microscope | with excitation numerical aperture (NA) of 1.41. | 60.4 x 60.4 nm | wide-field microscope with excitation numerical aperture of 1.41, excitation wavelength is 488 nm | wide-field microscope | with excitation numerical aperture (NA) of 1.41. | 60.4 x 60.4 nm
10064 | biotisr-factin-dn-2 |  | ex | 2 | F-actin | dn | 1 | 1 |  | E:\qiqilu\datasets\BioTISR\transformed\F-actin\test\channel_0\WF_noise_level_2_2d | E:\qiqilu\datasets\BioTISR\transformed\F-actin\test\channel_0\WF_noise_level_3_2d | Unknown | E:\qiqilu\datasets\BioTISR\transformed\F-actin\test_2d.txt | denoising | live COS-7 cell | actin filament | mEmerald (green) | wide-field microscope with excitation numerical aperture of 1.41, excitation wavelength is 488 nm | wide-field microscope | with excitation numerical aperture (NA) of 1.41. | 60.4 x 60.4 nm | wide-field microscope with excitation numerical aperture of 1.41, excitation wavelength is 488 nm | wide-field microscope | with excitation numerical aperture (NA) of 1.41. | 60.4 x 60.4 nm
10065 | biotisr-factin-nonlinear-dn-1 |  | ex | 2 | F-actin | dn | 1 | 1 |  | E:\qiqilu\datasets\BioTISR\transformed\F-actin_nonlinear\test\channel_0\WF_noise_level_1_2d | E:\qiqilu\datasets\BioTISR\transformed\F-actin_nonlinear\test\channel_0\WF_noise_level_3_2d | Unknown | E:\qiqilu\datasets\BioTISR\transformed\F-actin_nonlinear\test_2d.txt | denoising | live COS-7 cell | actin filament | Skylan-NS (green) | wide-field microscope with excitation numerical aperture of 1.41, excitation wavelength is 488 nm | wide-field microscope | with excitation numerical aperture (NA) of 1.41. | 60.4 x 60.4 nm | wide-field microscope with excitation numerical aperture of 1.41, excitation wavelength is 488 nm | wide-field microscope | with excitation numerical aperture (NA) of 1.41. | 60.4 x 60.4 nm
10066 | biotisr-factin-nonlinear-dn-2 |  | ex | 2 | F-actin | dn | 1 | 1 |  | E:\qiqilu\datasets\BioTISR\transformed\F-actin_nonlinear\test\channel_0\WF_noise_level_2_2d | E:\qiqilu\datasets\BioTISR\transformed\F-actin_nonlinear\test\channel_0\WF_noise_level_3_2d | Unknown | E:\qiqilu\datasets\BioTISR\transformed\F-actin_nonlinear\test_2d.txt | denoising | live COS-7 cell | actin filament | Skylan-NS (green) | wide-field microscope with excitation numerical aperture of 1.41, excitation wavelength is 488 nm | wide-field microscope | with excitation numerical aperture (NA) of 1.41. | 60.4 x 60.4 nm | wide-field microscope with excitation numerical aperture of 1.41, excitation wavelength is 488 nm | wide-field microscope | with excitation numerical aperture (NA) of 1.41. | 60.4 x 60.4 nm
10067 | biotisr-lysosome-dn-1 |  | ex | 2 | lysosome | dn | 1 | 1 |  | E:\qiqilu\datasets\BioTISR\transformed\Lysosomes\test\channel_0\WF_noise_level_1_2d | E:\qiqilu\datasets\BioTISR\transformed\Lysosomes\test\channel_0\WF_noise_level_3_2d | Unknown | E:\qiqilu\datasets\BioTISR\transformed\Lysosomes\test_2d.txt | denoising | live COS-7 cell | lysosome | yellow | wide-field microscope with excitation numerical aperture of 1.35, excitation wavelength is 561 nm | wide-field microscope | with excitation numerical aperture (NA) of 1.35. | 60.4 x 60.4 nm | wide-field microscope with excitation numerical aperture of 1.35, excitation wavelength is 561 nm | wide-field microscope | with excitation numerical aperture (NA) of 1.35. | 60.4 x 60.4 nm
10068 | biotisr-lysosome-dn-2 |  | ex | 2 | lysosome | dn | 1 | 1 |  | E:\qiqilu\datasets\BioTISR\transformed\Lysosomes\test\channel_0\WF_noise_level_2_2d | E:\qiqilu\datasets\BioTISR\transformed\Lysosomes\test\channel_0\WF_noise_level_3_2d | Unknown | E:\qiqilu\datasets\BioTISR\transformed\Lysosomes\test_2d.txt | denoising | live COS-7 cell | lysosome | yellow | wide-field microscope with excitation numerical aperture of 1.35, excitation wavelength is 561 nm | wide-field microscope | with excitation numerical aperture (NA) of 1.35. | 60.4 x 60.4 nm | wide-field microscope with excitation numerical aperture of 1.35, excitation wavelength is 561 nm | wide-field microscope | with excitation numerical aperture (NA) of 1.35. | 60.4 x 60.4 nm
10069 | biotisr-mt-dn-1 |  | ex | 2 | MT | dn | 1 | 1 |  | E:\qiqilu\datasets\BioTISR\transformed\Microtubules\test\channel_0\WF_noise_level_1_2d | E:\qiqilu\datasets\BioTISR\transformed\Microtubules\test\channel_0\WF_noise_level_3_2d | Unknown | E:\qiqilu\datasets\BioTISR\transformed\Microtubules\test_2d.txt | denoising | live COS-7 cell | microtubule | mEmerald (green) | wide-field microscope with excitation numerical aperture of 1.35, excitation wavelength is 488 nm | wide-field microscope | with excitation numerical aperture (NA) of 1.35. | 60.4 x 60.4 nm | wide-field microscope with excitation numerical aperture of 1.35, excitation wavelength is 488 nm | wide-field microscope | with excitation numerical aperture (NA) of 1.35. | 60.4 x 60.4 nm
10070 | biotisr-mt-dn-2 |  | ex | 2 | MT | dn | 1 | 1 |  | E:\qiqilu\datasets\BioTISR\transformed\Microtubules\test\channel_0\WF_noise_level_2_2d | E:\qiqilu\datasets\BioTISR\transformed\Microtubules\test\channel_0\WF_noise_level_3_2d | Unknown | E:\qiqilu\datasets\BioTISR\transformed\Microtubules\test_2d.txt | denoising | live COS-7 cell | microtubule | mEmerald (green) | wide-field microscope with excitation numerical aperture of 1.35, excitation wavelength is 488 nm | wide-field microscope | with excitation numerical aperture (NA) of 1.35. | 60.4 x 60.4 nm | wide-field microscope with excitation numerical aperture of 1.35, excitation wavelength is 488 nm | wide-field microscope | with excitation numerical aperture (NA) of 1.35. | 60.4 x 60.4 nm
10071 | biotisr-mito-dn-1 | BioTISR-Mito-1 | ex | 2 | Mito | dn | 1 | 1 |  | E:\qiqilu\datasets\BioTISR\transformed\Mitochondria\test\channel_0\WF_noise_level_1_2d | E:\qiqilu\datasets\BioTISR\transformed\Mitochondria\test\channel_0\WF_noise_level_3_2d | Unknown | E:\qiqilu\datasets\BioTISR\transformed\Mitochondria\test_2d.txt | denoising | live COS-7 cell | mitochondria | mEmerald (green) | wide-field microscope with excitation numerical aperture of 1.35, excitation wavelength is 488 nm | wide-field microscope | with excitation numerical aperture (NA) of 1.35. | 60.4 x 60.4 nm | wide-field microscope with excitation numerical aperture of 1.35, excitation wavelength is 488 nm | wide-field microscope | with excitation numerical aperture (NA) of 1.35. | 60.4 x 60.4 nm
10072 | biotisr-mito-dn-2 | BioTISR-Mito-2 | ex | 2 | Mito | dn | 1 | 1 |  | E:\qiqilu\datasets\BioTISR\transformed\Mitochondria\test\channel_0\WF_noise_level_2_2d | E:\qiqilu\datasets\BioTISR\transformed\Mitochondria\test\channel_0\WF_noise_level_3_2d | Unknown | E:\qiqilu\datasets\BioTISR\transformed\Mitochondria\test_2d.txt | denoising | live COS-7 cell | mitochondria | mEmerald (green) | wide-field microscope with excitation numerical aperture of 1.35, excitation wavelength is 488 nm | wide-field microscope | with excitation numerical aperture (NA) of 1.35. | 60.4 x 60.4 nm | wide-field microscope with excitation numerical aperture of 1.35, excitation wavelength is 488 nm | wide-field microscope | with excitation numerical aperture (NA) of 1.35. | 60.4 x 60.4 nm
20001 | cellpose3-2photon-dn-1 | Cellpose-2photon-1 | ex | 2 | neuron | dn | 1 | 1 |  | E:\qiqilu\datasets\Cellpose3\transformed\two-photon\test\channel_0\two_photon_ave_1 | E:\qiqilu\datasets\Cellpose3\transformed\two-photon\test\channel_0\two_photon_ave_300 | Unknown | E:\qiqilu\datasets\Cellpose3\transformed\two-photon\test.txt | denoising | mice brain cell | cortical neuron | None |  | two-photon mesoscope | unknown | 316 x 316 nm |  | two-photon mesoscope | unknown | 316 x 316 nm
20002 | cellpose3-2photon-dn-4 | Cellpose-2photon-4 | ex | 2 | neuron | dn | 1 | 1 |  | E:\qiqilu\datasets\Cellpose3\transformed\two-photon\test\channel_0\two_photon_ave_4 | E:\qiqilu\datasets\Cellpose3\transformed\two-photon\test\channel_0\two_photon_ave_300 | Unknown | E:\qiqilu\datasets\Cellpose3\transformed\two-photon\test.txt | denoising | mice brain cell | cortical neuron | None |  | two-photon mesoscope | unknown | 316 x 316 nm |  | two-photon mesoscope | unknown | 316 x 316 nm
20003 | cellpose3-2photon-dn-16 | Cellpose-2photon-16 | ex | 2 | neuron | dn | 1 | 1 |  | E:\qiqilu\datasets\Cellpose3\transformed\two-photon\test\channel_0\two_photon_ave_16 | E:\qiqilu\datasets\Cellpose3\transformed\two-photon\test\channel_0\two_photon_ave_300 | Unknown | E:\qiqilu\datasets\Cellpose3\transformed\two-photon\test.txt | denoising | mice brain cell | cortical neuron | None |  | two-photon mesoscope | unknown | 316 x 316 nm |  | two-photon mesoscope | unknown | 316 x 316 nm
20004 | cellpose3-2photon-dn-64 | Cellpose-2photon-64 | ex | 2 | neuron | dn | 1 | 1 |  | E:\qiqilu\datasets\Cellpose3\transformed\two-photon\test\channel_0\two_photon_ave_64 | E:\qiqilu\datasets\Cellpose3\transformed\two-photon\test\channel_0\two_photon_ave_300 | Unknown | E:\qiqilu\datasets\Cellpose3\transformed\two-photon\test.txt | denoising | mice brain cell | cortical neuron | None |  | two-photon mesoscope | unknown | 316 x 316 nm |  | two-photon mesoscope | unknown | 316 x 316 nm
20005 | colon-tissue-dn-high | Colon Tissue-high noise | ex | 2 | nuclei | dn | 1 | 1 |  | E:\qiqilu\datasets\ColonTissue\transformed\high_noise\test\channel_0\image_2d | Unknown | E:\qiqilu\datasets\ColonTissue\transformed\high_noise\test\channel_0\label_2d | E:\qiqilu\datasets\ColonTissue\transformed\high_noise\test_2d_selected.txt | denoising | human colon tissue | nuclei | unknown |  | confocal microscope | with a Zeiss 63x/1.40 oil DIC objective | 124 x 124 nm |  | confocal microscope | with a Zeiss 63x/1.40 oil DIC objective | 124 x 124 nm
20006 | colon-tissue-dn-low | Colon Tissue-low noise | ex | 2 | nuclei | dn | 1 | 1 |  | E:\qiqilu\datasets\ColonTissue\transformed\low_noise\test\channel_0\image_2d | Unknown | E:\qiqilu\datasets\ColonTissue\transformed\low_noise\test\channel_0\label_2d | E:\qiqilu\datasets\ColonTissue\transformed\low_noise\test_2d_selected.txt | denoising | human colon tissue | nuclei | unknown |  | confocal microscope | with a Zeiss 63x/1.40 oil DIC objective | 124 x 124 nm |  | confocal microscope | with a Zeiss 63x/1.40 oil DIC objective | 124 x 124 nm
20007 | hl60-high-noise-c00 | HL 60-high noise | ex | 2 | nuclei | dn | 1 | 1 |  | E:\qiqilu\datasets\HL60\transformed\high_noise_c00\test\channel_0\image_2d | Unknown | E:\qiqilu\datasets\HL60\transformed\high_noise_c00\test\channel_0\label_2d | E:\qiqilu\datasets\HL60\transformed\high_noise_c00\test_2d_selected.txt | denoising | HL60 cell | nuclei | unknown |  | confocal microscope | with a Zeiss 63x/1.40 oil DIC objective | 124 x 124 nm |  | confocal microscope | with a Zeiss 63x/1.40 oil DIC objective | 124 x 124 nm
20008 | hl60-high-noise-c25 | HL 60-high noise | ex | 2 | nuclei | dn | 1 | 1 |  | E:\qiqilu\datasets\HL60\transformed\high_noise_c25\test\channel_0\image_2d | Unknown | E:\qiqilu\datasets\HL60\transformed\high_noise_c25\test\channel_0\label_2d | E:\qiqilu\datasets\HL60\transformed\high_noise_c25\test_2d_selected.txt | denoising | HL60 cell | nuclei | unknown |  | confocal microscope | with a Zeiss 63x/1.40 oil DIC objective | 124 x 124 nm |  | confocal microscope | with a Zeiss 63x/1.40 oil DIC objective | 124 x 124 nm
20009 | hl60-high-noise-c50 | HL 60-high noise | ex | 2 | nuclei | dn | 1 | 1 |  | E:\qiqilu\datasets\HL60\transformed\high_noise_c50\test\channel_0\image_2d | Unknown | E:\qiqilu\datasets\HL60\transformed\high_noise_c50\test\channel_0\label_2d | E:\qiqilu\datasets\HL60\transformed\high_noise_c50\test_2d_selected.txt | denoising | HL60 cell | nuclei | unknown |  | confocal microscope | with a Zeiss 63x/1.40 oil DIC objective | 124 x 124 nm |  | confocal microscope | with a Zeiss 63x/1.40 oil DIC objective | 124 x 124 nm
20010 | hl60-high-noise-c75 | HL 60-high noise | ex | 2 | nuclei | dn | 1 | 1 |  | E:\qiqilu\datasets\HL60\transformed\high_noise_c75\test\channel_0\image_2d | Unknown | E:\qiqilu\datasets\HL60\transformed\high_noise_c75\test\channel_0\label_2d | E:\qiqilu\datasets\HL60\transformed\high_noise_c75\test_2d_selected.txt | denoising | HL60 cell | nuclei | unknown |  | confocal microscope | with a Zeiss 63x/1.40 oil DIC objective | 124 x 124 nm |  | confocal microscope | with a Zeiss 63x/1.40 oil DIC objective | 124 x 124 nm
20011 | hl60-low-noise-c00 | HL 60-low noise | ex | 2 | nuclei | dn | 1 | 1 |  | E:\qiqilu\datasets\HL60\transformed\low_noise_c00\test\channel_0\image_2d | Unknown | E:\qiqilu\datasets\HL60\transformed\low_noise_c00\test\channel_0\label_2d | E:\qiqilu\datasets\HL60\transformed\low_noise_c00\test_2d_selected.txt | denoising | HL60 cell | nuclei | unknown |  | confocal microscope | with a Zeiss 63x/1.40 oil DIC objective | 124 x 124 nm |  | confocal microscope | with a Zeiss 63x/1.40 oil DIC objective | 124 x 124 nm
20012 | hl60-low-noise-c25 | HL 60-low noise | ex | 2 | nuclei | dn | 1 | 1 |  | E:\qiqilu\datasets\HL60\transformed\low_noise_c25\test\channel_0\image_2d | Unknown | E:\qiqilu\datasets\HL60\transformed\low_noise_c25\test\channel_0\label_2d | E:\qiqilu\datasets\HL60\transformed\low_noise_c25\test_2d_selected.txt | denoising | HL60 cell | nuclei | unknown |  | confocal microscope | with a Zeiss 63x/1.40 oil DIC objective | 124 x 124 nm |  | confocal microscope | with a Zeiss 63x/1.40 oil DIC objective | 124 x 124 nm
20013 | hl60-low-noise-c50 | HL 60-low noise | ex | 2 | nuclei | dn | 1 | 1 |  | E:\qiqilu\datasets\HL60\transformed\low_noise_c50\test\channel_0\image_2d | Unknown | E:\qiqilu\datasets\HL60\transformed\low_noise_c50\test\channel_0\label_2d | E:\qiqilu\datasets\HL60\transformed\low_noise_c50\test_2d_selected.txt | denoising | HL60 cell | nuclei | unknown |  | confocal microscope | with a Zeiss 63x/1.40 oil DIC objective | 124 x 124 nm |  | confocal microscope | with a Zeiss 63x/1.40 oil DIC objective | 124 x 124 nm
20014 | hl60-low-noise-c75 | HL 60-low noise | ex | 2 | nuclei | dn | 1 | 1 |  | E:\qiqilu\datasets\HL60\transformed\low_noise_c75\test\channel_0\image_2d | Unknown | E:\qiqilu\datasets\HL60\transformed\low_noise_c75\test\channel_0\label_2d | E:\qiqilu\datasets\HL60\transformed\low_noise_c75\test_2d_selected.txt | denoising | HL60 cell | nuclei | unknown |  | confocal microscope | with a Zeiss 63x/1.40 oil DIC objective | 124 x 124 nm |  | confocal microscope | with a Zeiss 63x/1.40 oil DIC objective | 124 x 124 nm
20015 | scaffold-a549-dn | Scaffold-A549 | ex | 2 | nuclei | dn | 1 | 1 |  | E:\qiqilu\datasets\Scaffold-A549\transformed\test\channel_0\images_2d | Unknown | E:\qiqilu\datasets\Scaffold-A549\transformed\test\channel_0\masks_2d | E:\qiqilu\datasets\Scaffold-A549\transformed\test_2d_selected.txt | denoising | human non-small cell lung cancer | nuclei | Hoechst 33342 (blue) |  | confocal microscope | with an air EC Plan-Neofluar 20X/0.5 air immersion objective | 415 x 415 nm |  | confocal microscope | with an air EC Plan-Neofluar 20X/0.5 air immersion objective | 415 x 415 nm
20016 | granuseg-dn-high | Granulocytes-high noise | ex | 2 | nuclei | dn | 1 | 1 |  | E:\qiqilu\datasets\GranulocytesSeg\transformed\high_noise\test\channel_0\image_2d | Unknown | E:\qiqilu\datasets\GranulocytesSeg\transformed\high_noise\test\channel_0\label_2d | E:\qiqilu\datasets\GranulocytesSeg\transformed\high_noise\test_2d_selected.txt | denoising | granulocytes | nuclei | unknown |  | confocal microscope | with a Zeiss 63x/1.40 oil DIC objective | 124 x 124 nm |  | confocal microscope | with a Zeiss 63x/1.40 oil DIC objective | 124 x 124 nm
20017 | granuseg-dn-low | Granulocytes-low-noise | ex | 2 | nuclei | dn | 1 | 1 |  | E:\qiqilu\datasets\GranulocytesSeg\transformed\low_noise\test\channel_0\image_2d | Unknown | E:\qiqilu\datasets\GranulocytesSeg\transformed\low_noise\test\channel_0\label_2d | E:\qiqilu\datasets\GranulocytesSeg\transformed\low_noise\test_2d_selected.txt | denoising | granulocytes | nuclei | unknown |  | confocal microscope | with a Zeiss 63x/1.40 oil DIC objective | 124 x 124 nm |  | confocal microscope | with a Zeiss 63x/1.40 oil DIC objective | 124 x 124 nm
20018 | colon-tissue-dcv-high | Colon Tissue-high noise | ex | 2 | nuclei | dcv | 1 | 1 |  | E:\qiqilu\datasets\ColonTissue\transformed\high_noise\test\channel_0\image_2d | Unknown | E:\qiqilu\datasets\ColonTissue\transformed\high_noise\test\channel_0\label_2d | E:\qiqilu\datasets\ColonTissue\transformed\high_noise\test_2d_selected.txt | deconvolution | human colon tissue | nuclei | unknown |  | confocal microscope | with a Zeiss 63x/1.40 oil DIC objective | 124 x 124 nm |  | ground truth | None | 124 x 124 nm
20019 | colon-tissue-dcv-low | Colon Tissue-low noise | ex | 2 | nuclei | dcv | 1 | 1 |  | E:\qiqilu\datasets\ColonTissue\transformed\low_noise\test\channel_0\image_2d | Unknown | E:\qiqilu\datasets\ColonTissue\transformed\low_noise\test\channel_0\label_2d | E:\qiqilu\datasets\ColonTissue\transformed\low_noise\test_2d_selected.txt | deconvolution | human colon tissue | nuclei | unknown |  | confocal microscope | with a Zeiss 63x/1.40 oil DIC objective | 124 x 124 nm |  | ground truth | None | 124 x 124 nm
20020 | hl60-high-noise-c00-dcv | HL 60-high noise | ex | 2 | nuclei | dcv | 1 | 1 |  | E:\qiqilu\datasets\HL60\transformed\high_noise_c00\test\channel_0\image_2d | Unknown | E:\qiqilu\datasets\HL60\transformed\high_noise_c00\test\channel_0\label_2d | E:\qiqilu\datasets\HL60\transformed\high_noise_c00\test_2d_selected.txt | deconvolution | HL60 cell | nuclei | unknown |  | confocal microscope | with a Zeiss 63x/1.40 oil DIC objective | 124 x 124 nm |  | ground truth | None | 124 x 124 nm
20021 | hl60-high-noise-c25-dcv | HL 60-high noise | ex | 2 | nuclei | dcv | 1 | 1 |  | E:\qiqilu\datasets\HL60\transformed\high_noise_c25\test\channel_0\image_2d | Unknown | E:\qiqilu\datasets\HL60\transformed\high_noise_c25\test\channel_0\label_2d | E:\qiqilu\datasets\HL60\transformed\high_noise_c25\test_2d_selected.txt | deconvolution | HL60 cell | nuclei | unknown |  | confocal microscope | with a Zeiss 63x/1.40 oil DIC objective | 124 x 124 nm |  | ground truth | None | 124 x 124 nm
20022 | hl60-high-noise-c50-dcv | HL 60-high noise | ex | 2 | nuclei | dcv | 1 | 1 |  | E:\qiqilu\datasets\HL60\transformed\high_noise_c50\test\channel_0\image_2d | Unknown | E:\qiqilu\datasets\HL60\transformed\high_noise_c50\test\channel_0\label_2d | E:\qiqilu\datasets\HL60\transformed\high_noise_c50\test_2d_selected.txt | deconvolution | HL60 cell | nuclei | unknown |  | confocal microscope | with a Zeiss 63x/1.40 oil DIC objective | 124 x 124 nm |  | ground truth | None | 124 x 124 nm
20023 | hl60-high-noise-c75-dcv | HL 60-high noise | ex | 2 | nuclei | dcv | 1 | 1 |  | E:\qiqilu\datasets\HL60\transformed\high_noise_c75\test\channel_0\image_2d | Unknown | E:\qiqilu\datasets\HL60\transformed\high_noise_c75\test\channel_0\label_2d | E:\qiqilu\datasets\HL60\transformed\high_noise_c75\test_2d_selected.txt | deconvolution | HL60 cell | nuclei | unknown |  | confocal microscope | with a Zeiss 63x/1.40 oil DIC objective | 124 x 124 nm |  | ground truth | None | 124 x 124 nm
20024 | hl60-low-noise-c00-dcv | HL 60-low noise | ex | 2 | nuclei | dcv | 1 | 1 |  | E:\qiqilu\datasets\HL60\transformed\low_noise_c00\test\channel_0\image_2d | Unknown | E:\qiqilu\datasets\HL60\transformed\low_noise_c00\test\channel_0\label_2d | E:\qiqilu\datasets\HL60\transformed\low_noise_c00\test_2d_selected.txt | deconvolution | HL60 cell | nuclei | unknown |  | confocal microscope | with a Zeiss 63x/1.40 oil DIC objective | 124 x 124 nm |  | ground truth | None | 124 x 124 nm
20025 | hl60-low-noise-c25-dcv | HL 60-low noise | ex | 2 | nuclei | dcv | 1 | 1 |  | E:\qiqilu\datasets\HL60\transformed\low_noise_c25\test\channel_0\image_2d | Unknown | E:\qiqilu\datasets\HL60\transformed\low_noise_c25\test\channel_0\label_2d | E:\qiqilu\datasets\HL60\transformed\low_noise_c25\test_2d_selected.txt | deconvolution | HL60 cell | nuclei | unknown |  | confocal microscope | with a Zeiss 63x/1.40 oil DIC objective | 124 x 124 nm |  | ground truth | None | 124 x 124 nm
20026 | hl60-low-noise-c50-dcv | HL 60-low noise | ex | 2 | nuclei | dcv | 1 | 1 |  | E:\qiqilu\datasets\HL60\transformed\low_noise_c50\test\channel_0\image_2d | Unknown | E:\qiqilu\datasets\HL60\transformed\low_noise_c50\test\channel_0\label_2d | E:\qiqilu\datasets\HL60\transformed\low_noise_c50\test_2d_selected.txt | deconvolution | HL60 cell | nuclei | unknown |  | confocal microscope | with a Zeiss 63x/1.40 oil DIC objective | 124 x 124 nm |  | ground truth | None | 124 x 124 nm
20027 | hl60-low-noise-c75-dcv | HL 60-low noise | ex | 2 | nuclei | dcv | 1 | 1 |  | E:\qiqilu\datasets\HL60\transformed\low_noise_c75\test\channel_0\image_2d | Unknown | E:\qiqilu\datasets\HL60\transformed\low_noise_c75\test\channel_0\label_2d | E:\qiqilu\datasets\HL60\transformed\low_noise_c75\test_2d_selected.txt | deconvolution | HL60 cell | nuclei | unknown |  | confocal microscope | with a Zeiss 63x/1.40 oil DIC objective | 124 x 124 nm |  | ground truth | None | 124 x 124 nm
20028 | granuseg-dcv-high | Granulocytes-high noise | ex | 2 | nuclei | dcv | 1 | 1 |  | E:\qiqilu\datasets\GranulocytesSeg\transformed\high_noise\test\channel_0\image_2d | Unknown | E:\qiqilu\datasets\GranulocytesSeg\transformed\high_noise\test\channel_0\label_2d | E:\qiqilu\datasets\GranulocytesSeg\transformed\high_noise\test_2d_selected.txt | deconvolution | granulocytes | nuclei | unknown |  | confocal microscope | with a Zeiss 63x/1.40 oil DIC objective | 124 x 124 nm |  | ground truth | None | 124 x 124 nm
20029 | granuseg-dcv-low | Granulocytes-low-noise | ex | 2 | nuclei | dcv | 1 | 1 |  | E:\qiqilu\datasets\GranulocytesSeg\transformed\low_noise\test\channel_0\image_2d | Unknown | E:\qiqilu\datasets\GranulocytesSeg\transformed\low_noise\test\channel_0\label_2d | E:\qiqilu\datasets\GranulocytesSeg\transformed\low_noise\test_2d_selected.txt | deconvolution | granulocytes | nuclei | unknown |  | confocal microscope | with a Zeiss 63x/1.40 oil DIC objective | 124 x 124 nm |  | ground truth | None | 124 x 124 nm
20030 | deepbacs-seg-saureus-dcv | DeepBacs-S. aureus | ex | 2 | membrane | dcv | 1 | 1 | 5 | E:\qiqilu\datasets\DeepBacs\transformed\Seg_Saureus\test\FM\fluorescence | Unknown | E:\qiqilu\datasets\DeepBacs\transformed\Seg_Saureus\test\FM\masks | E:\qiqilu\datasets\DeepBacs\transformed\Seg_Saureus\test.txt | deconvolution | live S. aureus cell | membrane | Nile Red (red) | GE HealthCare Deltavision OMX system equipped with an Olympus 60x 1.42NA Oil immersion objective in a WF (widefield) mode. Oil refractive index 1.522. A 561 nm laser (100 mW) was used at 11-18 W cm-2 with exposure times of 10-30 ms | wide-field microscope | with an Olympus 60x 1.42NA Oil immersion objective. Oil refractive index 1.522. | 80 x 80 nm | GE HealthCare Deltavision OMX system equipped with an Olympus 60x 1.42NA Oil immersion objective in a SIM (structural illumination microscopy) super-resolution mode. Oil refractive index 1.522. A 561 nm laser (100 mW) was used at 11-18 W cm-2 with exposure times of 10-30 ms | structured illumination microscope | with an Olympus 60x 1.42NA Oil immersion objective. Oil refractive index 1.522. | 80 x 80 nm
20031 | deepbacs-seg-bsubtiles-dn | DeepBacs-B. subtiles | ex | 2 | FtsZ | dn | 1 | 1 | 10 | E:\qiqilu\datasets\DeepBacs\transformed\Seg_Bsubtiles\test\channel_0\fluorescence_tif | Unknown | E:\qiqilu\datasets\DeepBacs\transformed\Seg_Bsubtiles\test\channel_0\masks_tif | E:\qiqilu\datasets\DeepBacs\transformed\Seg_Bsubtiles\test.txt | denoising | live B. subtilis cell | FtsZ | GFP (green) |  | wide-field microscope | with a a 100x TIRF objective (Nikon CFI Apochromat TIRF 100XC Oil) | 65 x 65 nm |  | wide-field microscope | with a a 100x TIRF objective (Nikon CFI Apochromat TIRF 100XC Oil) | 65 x 65 nm